## Sheet1
Manufacturer | Description | Vendor Part No | List Price
Arista | Complete Switch w/ Support and Base Lic Arista PN: DCS-7010T-48-F Arista 7010T, 48x RJ45 (10/100/1000), 4 x SFP+ (1/10GbE) switch, Front to Rear air (Reversible Fans), 2x AC (Redundant AC PS), Base Lic. 96 Months SW & NBD HW. | AOC-D-D-400G-5M | 11259
Arista | Complete Switch w/ Support and Enhanced Lic; DCS-7010T-48-F; Arista 7010T, 48x RJ45 (10/100/1000), 4 x SFP+ (1/10GbE) switch, Front to Rear air (Reversible Fans), 2x AC (Redundant AC PS). 96 Months SW & NBD HW and Enhanced Lic. | AOC-D-D-400G-7M | 14853
Arista | FAN-7010, Spare fan module for Arista 7010 switches (Reversible) | AOC-O-O-400G-10M | 100
Arista | Complete Switch w/ Support and Base Lic; DCS-7050SX2-72Q-F Arista 7050X2, 48x10GbE (SFP+) & 6x40GbE QSFP+, Front-to-rear air (Redundant Fans), 2xAC (Dual AC Power Supplies), 2xC13-C14 cords, Base Lic; bundle adds: 96 Months SW & NBD HW. | AOC-O-O-400G-15M | 36915
Arista | Switch Only w/ Support and Base Lic DCS-7050SX2-72Q# Arista 7050X2, 48x10GbE (SFP+) & 6x40GbE QSFP+ switch, no fans, no power supplies, 2 x C13-C14 cords, Base Lic; bundle adds: 96 Months SW & NBD HW. | AOC-O-O-400G-1M | 35215
Arista | Switch Only w/ Support and Enhanced Lic DCS-7050SX2-72Q# Arista 7050X2, 48x10GbE (SFP+) & 6x40GbE QSFP+ switch, no fans, no power supplies, 2 x C13-C14 cords; bundle adds: 96 Months SW & NBD HW and Enhanced Lic. | AOC-O-O-400G-20M | 43129
Arista | Switch Only w/ Support and FLX-Lite Lic DCS-7050SX2-72Q# Arista 7050X2, 48x10GbE (SFP+) & 6x40GbE QSFP+ switch, no fans, no power supplies, 2 x C13-C14 cords. This bundle adds: 96 Months SW & NBD HW and FLX-Lite Lic. | AOC-O-O-400G-25M | 45710
Arista | Complete Switch w/ Support and Enhanced Lic DCS-7050SX2-72Q-F Arista 7050X2, 48x10GbE (SFP+) & 6x40GbE QSFP+, Front-to-rear air (Redundant Fans), 2xAC (Dual AC Power Supplies), 2xC13-C14 cords; bundle adds: 96 Months SW & NBD HW and Enhanced Lic. | AOC-O-O-400G-30M | 44829
Arista | Complete Switch w/ Support and FLX-Lite Lic. DCS-7050SX2-72Q-F Arista 7050X2, 48x10GbE (SFP+) & 6x40GbE QSFP+, Front-to-rear air (Redundant Fans), 2xAC (Dual AC Power Supplies), 2xC13-C14 cords; bundle adds: 96 Months SW & NBD HW and FLX-Lite Lic. | AOC-O-O-400G-3M | 47410
Arista | Complete Switch w/ Support and Base Lic DCS-7060CX2-32S-F Arista 7060X2, 32x100GbE QSFP & 2xSFP+ switch, Front-to-rear air (Redundant Fans), 2xAC (Dual AC Power Supplies), 2xC13-C14 cords, Base Lic; bundle adds: 96 Months SW & NBD HW. | AOC-O-O-400G-5M | 49195
Arista | Switch Only (no fans, no power supplies); Arista PN: DCS-7060CX2-32S#; Base Lic.; bundle adds: 96 Months SW & NBD HW. | AOC-O-O-400G-7M | 47495
Arista | Switch Only (no fans, no power supplies); Arista PN: DCS-7060CX2-32S#; bundle adds: 96 Months SW & NBD HW and Enhanced Lic. | AOC-Q-Q-100G-10M | 55409
Arista | Switch Only (no fans, no power supplies); Arista PN: DCS-7060CX2-32S#; bundle adds: 96 Months SW & NBD HW and FLX-Lite Lic. | AOC-Q-Q-100G-15M | 57990
Arista | Complete Switch w/ Support and Enhanced Lic DCS-7060CX2-32S-F Arista 7060X2, 32x100GbE QSFP & 2xSFP+ switch, Front-to-rear air (Redundant Fans), 2xAC (Dual AC Power Supplies), 2xC13-C14 cords; bundle adds: 96 Months SW & NBD HW and Enhanced Lic. | AOC-Q-Q-100G-1M | 57109
Arista | Complete Switch w/ Support and FLX-Lite Lic DCS-7060CX2-32S-F Arista 7060X2, 32x100GbE QSFP & 2xSFP+ switch, Front-to-rear air (Redundant Fans), 2xAC (Dual AC Power Supplies), 2xC13-C14 cords; Bundle adds: 96 Months SW & NBD HW and FLX-Lite Lic. | AOC-Q-Q-100G-20M | 59690
Arista | Complete Switch w/ Support and Base Lic DCS-7060SX2-48YC6-F; Arista 7060X2, 48x25GbE SFP & 6x100GbE QSFP switch, Front-to-rear air (Redundant Fans) 2xAC (Dual AC Power Supplies), 2xC13-C14 cords Base Lic 96 Months SW & NBD HW. | AOC-Q-Q-100G-25M | 39355
Arista | Switch Only (no fans, no power supplies) w/ Support and Base Lic; Arista PN: DCS-7060SX2-48YC6# w/ Base Lic.; bundle adds: 96 Months SW & NBD HW. | AOC-Q-Q-100G-30M | 37655
Arista | Switch Only (no fans, no power supplies) w/ Support and Enh Lic; Arista PN: DCS-7060SX2-48YC6#; bundle adds: 96 Months SW & NBD HW and Enhanced Lic. | AOC-Q-Q-100G-3M | 45569
Arista | Switch Only (no fans, no power supplies) w/ Support and FLX-L Lic; Arista PN: DCS-7060SX2-48YC6#; bundle adds: 96 Months SW & NBD HW and FLX-Lite Lic. | AOC-Q-Q-100G-5M | 48150
Arista | Complete Switch w/ Support and Enhanced Lic DCS-7060SX2-48YC6-F Arista 7060X2, 48x25GbE SFP & 6x100GbE QSFP switch, Front-to-rear air (Redundant Fans), 2xAC (Dual AC Power Supplies), 2xC13-C14 cords. 96 Months SW & NBD HW and Enhanced Lic. | AOC-Q-Q-100G-7M | 47269
Arista | Complete Switch w/ Support and FLX-Lite Lic DCS-7060SX2-48YC6-F; Arista 7060X2, 48x25GbE SFP & 6x100GbE QSFP switch, Front-to-rear air (Redundant Fans), 2xAC (Dual AC Power Supplies), 2xC13-C14 cords. 96 Months SW & NBD HW and FLX-Lite Lic. | AOC-Q-Q-40G-100M | 49850
Arista | OSFP to QSFP100 Adapter | AOC-Q-Q-40G-10M | 99
Arista | 400GbE QSFP-DD to QSFP-DD Active Optical Cable, 10 meter | AOC-Q-Q-40G-15M | 13495
Arista | 400GbE QSFP-DD to QSFP-DD Active Optical Cable, 15 meter | AOC-Q-Q-40G-20M | 13495
Arista | 400GbE QSFP-DD to QSFP-DD Active Optical Cable, 1 meter | AOC-Q-Q-40G-25M | 13495
Arista | 400GbE QSFP-DD to QSFP-DD Active Optical Cable, 20 meter | AOC-Q-Q-40G-30M | 13995
Arista | 400GbE QSFP-DD to QSFP-DD Active Optical Cable, 25 meter | AOC-Q-Q-40G-3M | 13995
Arista | 400GbE QSFP-DD to QSFP-DD Active Optical Cable, 30 meter | AOC-Q-Q-40G-50M | 13995
Arista | 400GbE QSFP-DD to QSFP-DD Active Optical Cable, 3 meter | AOC-Q-Q-40G-5M | 13495
Arista | 400GbE QSFP-DD to QSFP-DD Active Optical Cable, 5 meter | AOC-Q-Q-40G-75M | 13495
Arista | 400GbE QSFP-DD to QSFP-DD Active Optical Cable, 7 meter | AOC-Q-Q-40G-7M | 13495
Arista | 400GbE OSFP to OSFP Active Optical Cable, 10 meter | AOC-S-S-10G-10M | 13495
Arista | 400GbE OSFP to OSFP Active Optical Cable, 15 meter | AOC-S-S-10G-15M | 13495
Arista | 400GbE OSFP to OSFP Active Optical Cable, 1 meter | AOC-S-S-10G-20M | 13495
Arista | 400GbE OSFP to OSFP Active Optical Cable, 20 meter | AOC-S-S-10G-25M | 13995
Arista | 400GbE OSFP to OSFP Active Optical Cable, 25 meter | AOC-S-S-10G-30M | 13995
Arista | 400GbE OSFP to OSFP Active Optical Cable, 30 meter | AOC-S-S-10G-3M | 13995
Arista | 400GbE OSFP to OSFP Active Optical Cable, 3 meter | AOC-S-S-10G-5M | 13495
Arista | 400GbE OSFP to OSFP Active Optical Cable, 5 meter | AOC-S-S-10G-7M | 13495
Arista | 400GbE OSFP to OSFP Active Optical Cable, 7 meter | AOC-S-S-25G-10M | 13495
Arista | QSFP100 to QSFP100 100GbE Active Optical Cable 10 meter | AOC-S-S-25G-15M | 2495
Arista | QSFP100 to QSFP100 100GbE Active Optical Cable 15 meter | AOC-S-S-25G-20M | 2695
Arista | QSFP100 to QSFP100 100GbE Active Optical Cable 1 meter | AOC-S-S-25G-25M | 2395
Arista | QSFP100 to QSFP100 100GbE Active Optical Cable 20 meter | AOC-S-S-25G-30M | 2695
Arista | QSFP100 to QSFP100 100GbE Active Optical Cable 25 meter | AOC-S-S-25G-3M | 2695
Arista | QSFP100 to QSFP100 100GbE Active Optical Cable 30 meter | AOC-S-S-25G-5M | 2695
Arista | QSFP100 to QSFP100 100GbE Active Optical Cable 3 meter | AOC-S-S-25G-7M | 2395
Arista | QSFP100 to QSFP100 100GbE Active Optical Cable 5 meter | AP-C100 | 2395
Arista | QSFP100 to QSFP100 100GbE Active Optical Cable 7 meter | AP-C100-SS-3Y | 2495
Arista | QSFP+ to QSFP+ 40GbE Active Optical Cable 100 meter | AP-C100-SS-5Y | 1995
Arista | QSFP+ to QSFP+ 40GbE Active Optical Cable 10 meter | AP-C100-SS-PREM-3Y | 1095
Arista | QSFP+ to QSFP+ 40GbE Active Optical Cable 15 meter | AP-C100-SS-PREM-5Y | 1195
Arista | QSFP+ to QSFP+ 40GbE Active Optical Cable 20 meter | AP-C110 | 1195
Arista | QSFP+ to QSFP+ 40GbE Active Optical Cable 25 meter | AP-C110-SS-3Y | 1395
Arista | QSFP+ to QSFP+ 40GbE Active Optical Cable 30 meter | AP-C110-SS-5Y | 1395
Arista | QSFP+ to QSFP+ 40GbE Active Optical Cable 3 meter | AP-C110-SS-PREM-3Y | 895
Arista | QSFP+ to QSFP+ 40GbE Active Optical Cable 50 meter | AP-C110-SS-PREM-5Y | 1595
Arista | QSFP+ to QSFP+ 40GbE Active Optical Cable 5 meter | AP-C120 | 995
Arista | QSFP+ to QSFP+ 40GbE Active Optical Cable 75 meter | AP-C130 | 1795
Arista | QSFP+ to QSFP+ 40GbE Active Optical Cable 7 meter | AP-C130E | 1095
Arista | SFP+ to SFP+ 10GbE Active Optical Cable 10 meter | AP-C130E-EG | 350
Arista | SFP+ to SFP+ 10GbE Active Optical Cable 15 meter | AP-C130-EG | 375
Arista | SFP+ to SFP+ 10GbE Active Optical Cable 20 meter | AP-C130-EG-SS-PREM-3Y | 400
Arista | SFP+ to SFP+ 10GbE Active Optical Cable 25 meter | AP-C130E-SS-3Y | 450
Arista | SFP+ to SFP+ 10GbE Active Optical Cable 30 meter | AP-C130E-SS-5Y | 500
Arista | SFP+ to SFP+ 10GbE Active Optical Cable 3 meter | AP-C130E-SS-PREM-3Y | 315
Arista | SFP+ to SFP+ 10GbE Active Optical Cable 5 meter | AP-C130E-SS-PREM-5Y | 325
Arista | SFP+ to SFP+ 10GbE Active Optical Cable 7 meter | AP-C130-SS-3Y | 335
Arista | 25GbE SFP25 to SFP25 Active Optical Cable, 10m | AP-C130-SS-5Y | 735
Arista | 25GbE SFP25 to SFP25 Active Optical Cable, 15m | AP-C130-SS-PREM-3Y | 775
Arista | 25GbE SFP25 to SFP25 Active Optical Cable, 20m | AP-C130-SS-PREM-5Y | 825
Arista | 25GbE SFP25 to SFP25 Active Optical Cable, 25m | AP-C200 | 865
Arista | 25GbE SFP25 to SFP25 Active Optical Cable, 30m | AP-C200-SS-3Y | 895
Arista | 25GbE SFP25 to SFP25 Active Optical Cable, 3m | AP-C200-SS-5Y | 695
Arista | 25GbE SFP25 to SFP25 Active Optical Cable, 5m | AP-C230 | 695
Arista | 25GbE SFP25 to SFP25 Active Optical Cable, 7m | AP-C230E | 715
Arista | C-100 2x2:2 dual radio 802.11ac Wave-2 access point with internal antennas | AP-C230E-SS-3Y | 450
Arista | C-100 2x2:2 dual radio 802.11ac Wave-2 access point with internal antennas and 3 year Cognitive Cloud SW Subscription | AP-C230E-SS-5Y | 825
Arista | C-100 2x2:2 dual radio 802.11ac Wave-2 access point with internal antennas and 5 year Cognitive Cloud SW Subscription | AP-C230E-SS-PREM-3Y | 1150
Arista | C-100 2x2:2 dual radio 802.11ac Wave-2 access point with internal antennas and 3 year on-premises Cognitive Management Subscription | AP-C230E-SS-PREM-5Y | 825
Arista | C-100 2x2:2 dual radio 802.11ac Wave-2 access point with internal antennas and 5 year on-premises Cognitive Management Subscription | AP-C230-SS-3Y | 1150
Arista | C-110 2x2:2 tri radio 802.11ac Wave-2 access point with internal antennas | AP-C230-SS-5Y | 600
Arista | C-110 2x2:2 tri radio 802.11ac Wave-2 access point with internal antennas and 3 year Cognitive Cloud SW Subscription | AP-C230-SS-PREM-3Y | 1125
Arista | C-110 2x2:2 tri radio 802.11ac Wave-2 access point with internal antennas and 5 year Cognitive Cloud SW Subscription | AP-C230-SS-PREM-5Y | 1500
Arista | C-110 2x2:2 tri radio 802.11ac Wave-2 access point with internal antennas and 3 year on-premises Cognitive Management Subscription | AP-C250 | 1125
Arista | C-110 2x2:2 tri radio 802.11ac Wave-2 access point with internal antennas and 5 year on-premises Cognitive Management Subscription | AP-C250-SS-3Y | 1500
Arista | C-120 4x4:4 dual radio 802.11ac Wave-2 access point with internal antennas, Egypt provisioning | AP-C250-SS-5Y | 800
Arista | C-130 4x4:4 tri radio 802.11ac Wave-2 access point with internal antennas | AP-C250-SS-PREM-3Y | 850
Arista | C-130E 4x4:4 tri radio 802.11ac Wave-2 access point with external antenna connectors | AP-C250-SS-PREM-5Y | 950
Arista | C-130E 4x4:4 tri radio 802.11ac Wave-2 access point with external antenna connectors. Antennas not included. Egypt provisioning | AP-C260 | 950
Arista | C-130 4x4:4 tri radio 802.11ac Wave-2 access point with internal antennas, Egypt provisioning | AP-C260-SS-3Y | 850
Arista | C-130 4x4:4 tri radio 802.11ac Wave-2 access point with internal antennas, Egypt provisioning, and 3 year on-premises Cognitive Management Subscription | AP-C260-SS-5Y | 1400
Arista | C-130E 4x4:4 tri radio 802.11ac Wave-2 access point with external antenna connectors and 3 year Cognitive Cloud SW Subscription . Antennas not included | AP-C260-SS-PREM-3Y | 1500
Arista | C-130E 4x4:4 tri radio 802.11ac Wave-2 access point with external antenna connectors and 5 year Cognitive Cloud SW Subscription . Antennas not included | AP-C260-SS-PREM-5Y | 1900
Arista | C-130E 4x4:4 tri radio 802.11ac Wave-2 access point with external antenna connectors and 3 year on-premises Cognitive Management Subscription. Antennas not incl.. | AP-C360 | 1500
Arista | C-130E 4x4:4 tri radio 802.11ac Wave-2 access point with external antenna connectors and 5 year on-premises Cognitive Management Subscription . Antennas not incl. | AP-C360-SS-3Y | 1900
Arista | C-130 4x4:4 tri radio 802.11ac Wave-2 access point with internal antennas and 3 year Cognitive Cloud SW Subscription | AP-C360-SS-5Y | 1400
Arista | C-130 4x4:4 tri radio 802.11ac Wave-2 access point with internal antennas and 5 year Cognitive Cloud SW Subscription | AP-C360-SS-PREM-3Y | 1800
Arista | C-130 4x4:4 tri radio 802.11ac Wave-2 access point with internal antennas and 3 year on-premises Cognitive Management Subscription | AP-C360-SS-PREM-5Y | 1400
Arista | C-130 4x4:4 tri radio 802.11ac Wave-2 access point with internal antennas and 5 year on-premises Cognitive Management Subscription | APL-NDR-A5-1M | 1800
Arista | C-200 2x2 dual-radio 802.11ax (WiFi6) Indoor Access Point with internal antenna and 1GbE interface | APL-NDR-N5-1M | 473
Arista | C-200 2x2:2 dual radio Wi-Fi 6 access point with internal antennas and 3 year Cognitive Cloud SW Subscription | APL-NDR-NB10-1M | 848
Arista | C-200 2x2:2 dual radio Wi-Fi 6 access point with internal antennas and 5 year Cognitive Cloud SW Subscription | APL-NDR-S1-1M | 1173
Arista | C-230 4x4+2x2 tri radio 802.11ax (WiFi 6) access point with internal antennas | APL-NDR-S5-1M | 850
Arista | C-230E 4x4+2x2 tri radio 802.11ax (WiFi 6) access point with external antenna connectors. Antennas not included | AP-O105 | 950
Arista | C-230E 4x4+2x2 tri radio 802.11ax (WiFi 6) access point with external antenna connectors. Includes 3 year cloud service. Antennas not included | AP-O105E | 1500
Arista | C-230E 4x4+2x2 tri radio 802.11ax (WiFi 6) access point with external antenna connectors. Includes 5 year cloud service. Antennas not included | AP-O105E-EG | 1900
Arista | C-230E 4x4+2x2 tri radio 802.11ax (WiFi 6) access point with external antenna connectors. incl. 3 year on-premises Cognitive Management Subscription. Antennas not incl. | AP-O105-EG | 1500
Arista | C-230E 4x4+2x2 tri radio 802.11ax (WiFi 6) access point with external antenna connectors. incl. 5 year on-premises Cognitive Management Subscription. Antennas not incl. | AP-O105-EG-SS-PREM-3Y | 1900
Arista | C-230 4x4+2x2 tri radio 802.11ax (WiFi 6) access point with internal antennas. Includes 3 year cloud service | AP-O105E-SS-3Y | 1400
Arista | C-230 4x4+2x2 tri radio 802.11ax (WiFi 6) access point with internal antennas. Includes 5 year cloud service | AP-O105E-SS-5Y | 1800
Arista | C-230 4x4+2x2 tri radio 802.11ax (WiFi 6) access point with internal antennas. incl. 3 year on-premises Cognitive Management Subscription | AP-O105E-SS-PREM-3Y | 1400
Arista | C-230 4x4+2x2 tri radio 802.11ax (WiFi 6) access point with internal antennas. incl. 5 year on-premises Cognitive Management Subscription | AP-O105E-SS-PREM-5Y | 1800
Arista | C-250 8x8 tri radio 802.11ax (WiFi 6) access point with internal antennas and dual 2.5GbE interface | AP-O105-SS-3Y | 1600
Arista | C-250 8x8 tri radio 802.11ax (WiFi 6) access point with internal antennas and dual 2.5GbE interface and 3 year Cognitive Cloud SW Subscription | AP-O105-SS-5Y | 2100
Arista | C-250 8x8 tri radio 802.11ax (WiFi 6) access point with internal antennas and dual 2.5GbE interface and 5 year Cognitive Cloud SW Subscription | AP-O105-SS-PREM-3Y | 2500
Arista | C-250 8x8 tri radio 802.11ax (WiFi 6) access point with internal antennas and dual 2.5GbE interface and 3 year on-premises Cognitive Management Subscription | AP-O105-SS-PREM-5Y | 2100
Arista | C-250 8x8 tri radio 802.11ax (WiFi 6) access point with internal antennas and dual 2.5GbE interface and 5 year on-premises Cognitive Management Subscription | AP-O235 | 2500
Arista | C-260 8x8 tri radio 802.11ax (WiFi 6) access point with internal antennas and dual 5GbE interface | AP-O235E | 1600
Arista | C-260 8x8 tri radio 802.11ax (WiFi 6) access point with internal antennas and dual 5GbE interface and 3 year Cognitive Cloud SW Subscription | AP-O235E-SS-3Y | 2100
Arista | C-260 8x8 tri radio 802.11ax (WiFi 6) access point with internal antennas and dual 5GbE interface and 5 year Cognitive Cloud SW Subscription | AP-O235E-SS-5Y | 2500
Arista | C-260 8x8 tri radio 802.11ax (WiFi 6) access point with internal antennas and dual 5GbE interface and 3 year on-premises Cognitive Management Subscription | AP-O235E-SS-PREM-3Y | 2100
Arista | C-260 8x8 tri radio 802.11ax (WiFi 6) access point with internal antennas and dual 5GbE interface and 5 year on-premises Cognitive Management Subscription | AP-O235E-SS-PREM-5Y | 2500
Arista | C-360 12 stream tri band 802.11ax (WiFi 6E) access point with internal antennas, dual 10 GbE interface and dedicated Wi-Fi 6E multi-function radio | AP-O235-SS-3Y | 2100
Arista | C-360 12 stream tri band 802.11ax (WiFi 6E) access point with internal antennas, dual 10 GbE interface and dedicated Wi-Fi 6E multi-function radio with a 3 year cognitive cloud management subscription | AP-O235-SS-5Y | 2700
Arista | C-360 12 stream tri band 802.11ax (WiFi 6E) access point with internal antennas, dual 10 GbE interface and dedicated Wi-Fi 6E multi-function radio with a 5 year cognitive cloud management subscription | AP-O235-SS-PREM-3Y | 3150
Arista | C-360 12 stream tri band 802.11ax (WiFi 6E) access point with internal antennas, dual 10 GbE interface and dedicated Wi-Fi 6E multi-function radio with a 3 year on-premises cognitive management subscription | AP-O235-SS-PREM-5Y | 2700
Arista | C-360 12 stream tri band 802.11ax (WiFi 6E) access point with internal antennas, dual 10 GbE interface and dedicated Wi-Fi 6E multi-function radio with a 5 year on-premises cognitive management subscription | AP-W118 | 3150
Arista | ASP All-In-One Appliance Subscription License for 1-Month, up to 5Gb/sec BW, A-care Support, NBD Hardware Replacement | AP-W118-RW | 7400
Arista | ASP Nucleus Appliance Subscription License for 1-Month, up to 5Gb/sec BW, A-care Support, NBD Hardware Replacement | AP-W118-RW-SS-3Y | 7250
Arista | ASP Nucleus Appliance Subscription License for 1-Month, up to 10Gb/sec BW, A-care Support, NBD Hardware Replacement | AP-W118-RW-SS-5Y | 13700
Arista | ASP Sensor Subscription License for 1-Month, up to 1Gb/sec BW, A-care Support, NBD Hardware Replacement | AP-W118-RW-SS-PREM-3Y | 1500
Arista | ASP Sensor Subscription License for 1-Month, up to 5Gb/sec BW, A-care Support, NBD Hardware Replacement | AP-W118-RW-SS-PREM-5Y | 2500
Arista | O-105 2x2:2 dual radio 802.11ac Wave-2 outdoor access point with internal antennas | AP-W118-SS-3Y | 900
Arista | O-105E 2x2:2 dual radio 802.11ac Wave-2 outdoor access point with N-type external antenna connectors | AP-W118-SS-5Y | 1000
Arista | O-105E 2x2:2 dual radio 802.11ac Wave-2 outdoor access point with external antenna connectors. Antennas not included. Egypt Provisioning | AP-W118-SS-PREM-3Y | 1000
Arista | O-105 2x2:2 dual radio 802.11ac Wave-2 outdoor access point with internal antennas. Egypt Provisioning | AP-W118-SS-PREM-5Y | 900
Arista | O-105 2x2:2 dual radio 802.11ac Wave-2 outdoor access point with internal antennas, Egypt provisioning, and 3 year on-premises Cognitive Management Subscription | C-130AP-AWIFI-1S | 1400
Arista | O-105E 2x2:2 dual radio 802.11ac Wave-2 outdoor access point with N-type external antenna connectors and 3 year Cognitive Cloud SW Subscription. Antennas not included | C-130AP-AWIFI-3S | 1550
Arista | O-105E 2x2:2 dual radio 802.11ac Wave-2 outdoor access point with N-type external antenna connectors and 5 year Cognitive Cloud SW Subscription. Antennas not included | C-130AP-AWIFI-5S | 2000
Arista | O-105E 2x2:2 dual radio 802.11ac Wave-2 outdoor access point with N-type external antenna connectors and 3 year on-premises Cognitive Management Subscription. Antennas not incl. | CAB-AC-20A-SG-C20 | 1550
Arista | O-105E 2x2:2 dual radio 802.11ac Wave-2 outdoor access point with N-type external antenna connectors and 5 year on-premises Cognitive Management Subscription. Antennas not incl. | CAB-AC-20A-SG-C20-1M | 2000
Arista | O-105 2x2:2 dual radio 802.11ac Wave-2 outdoor access point with internal antennas and 3 year Cognitive Cloud SW Subscription | CAB-AC-20A-SG-C20-3M | 1400
Arista | O-105 2x2:2 dual radio 802.11ac Wave-2 outdoor access point with internal antennas and 5 year Cognitive Cloud SW Subscription | CAB-AC-20A-SG-C20-4M | 1850
Arista | O-105 2x2:2 dual radio 802.11ac Wave-2 outdoor access point with internal antennas and 3 year on-premises Cognitive Management Subscription | CAB-C13-AR | 1400
Arista | O-105 2x2:2 dual radio 802.11ac Wave-2 outdoor access point with internal antennas and 5 year on-premises Cognitive Management Subscription | CAB-C13-AUS | 1850
Arista | O-235 4x4+2x2 tri radio 802.11ax (WiFi 6) outdoor access point with IP67 enclosure, industrial operating temperature and internal antennas | CAB-C13-C14-INTL | 1100
Arista | O-235 4x4+2x2 tri radio 802.11ax (WiFi 6) outdoor access point with IP67 enclosure, industrial operating temperature and external antenna connectors. Antennas not included | CAB-C13-EU | 1200
Arista | O-235 4x4+2x2 tri radio 802.11ax (WiFi 6) outdoor access point with IP67 enclosure, industrial operating temperature and external antenna connectors. Includes 3 year cloud service. Antennas not included | CAB-C13-IN | 1750
Arista | O-235 4x4+2x2 tri radio 802.11ax (WiFi 6) outdoor access point with IP67 enclosure, industrial operating temperature and external antenna connectors. Includes 5 year cloud service. Antennas not included | CAB-C13-IT | 2150
Arista | O-235 4x4+2x2 tri radio 802.11ax (WiFi 6) outdoor access point with IP67 enclosure, industrial operating temperature and external antenna connectors. incl. 3 year on-premises Cognitive Management Subscription. Antennas not incl. | CAB-C13-UK | 1750
Arista | O-235 4x4+2x2 tri radio 802.11ax (WiFi 6) outdoor access point with IP67 enclosure, industrial operating temperature and external antenna connectors. incl. 5 year on-premises Cognitive Management Subscription. Antennas not incl. | CAB-C13-US | 2150
Arista | O-235 4x4+2x2 tri radio 802.11ax (WiFi 6) outdoor access point with IP67 enclosure, industrial operating temperature and internal antennas. Includes 3 year cloud service | CAB-C14-C15 | 1600
Arista | O-235 4x4+2x2 tri radio 802.11ax (WiFi 6) outdoor access point with IP67 enclosure, industrial operating temperature and internal antennas. Includes 5 year cloud service | CAB-C15-ARG | 2000
Arista | O-235 4x4+2x2 tri radio 802.11ax (WiFi 6) outdoor access point with IP67 enclosure, industrial operating temperature and internal antennas. incl. 3 year on-premises Cognitive Management Subscription | CAB-C15-AUS | 1600
Arista | O-235 4x4+2x2 tri radio 802.11ax (WiFi 6) outdoor access point with IP67 enclosure, industrial operating temperature and internal antennas. incl. 5 year on-premises Cognitive Management Subscription | CAB-C15-BRZ | 2000
Arista | W-118 2x2:2 tri radio 802.11ac Wave-2 wall plate access point with internal antennas | CAB-C15-CHN | 500
Arista | Remote Workspaces hardware with W-118 2x2 802.11ac Wave 2 wall plate AP, desktop stand, power supply and ethernet cable | CAB-C15-EUR | 650
Arista | Remote Workspaces bundle with W-118 2x2 802.11ac Wave 2 wall plate AP, desktop stand, power supply, ethernet cable and 3 year cloud service | CAB-C15-IND | 1125
Arista | Remote Workspaces bundle with W-118 2x2 802.11ac Wave 2 wall plate AP, desktop stand, power supply, ethernet cable and 5 year cloud service | CAB-C15-ISR | 1500
Arista | Remote Workspaces bundle with W-118 2x2 802.11ac Wave 2 wall plate AP, desktop stand, power supply, ethernet cable and 3 year on-premises Cognitive Management Subscription | CAB-C15-JPN | 1125
Arista | Remote Workspaces bundle with W-118 2x2 802.11ac Wave 2 wall plate AP, desktop stand, power supply, ethernet cable and 5 year on-premises Cognitive Management Subscription | CAB-C15-NA | 1500
Arista | W-118 2x2:2 tri radio 802.11ac Wave-2 wall plate access point with internal antennas and 3 year Cognitive Cloud SW Subscription | CAB-C15-SWZ | 975
Arista | W-118 2x2:2 tri radio 802.11ac Wave-2 wall plate access point with internal antennas and 5 year Cognitive Cloud SW Subscription | CAB-C15-UK | 1350
Arista | W-118 2x2:2 tri radio 802.11ac Wave-2 wall plate access point with internal antennas and 3 year on-premises Cognitive Management Subscription | CAB-C19-316P6 | 975
Arista | W-118 2x2:2 tri radio 802.11ac Wave-2 wall plate access point with internal antennas and 5 year on-premises Cognitive Management Subscription | CAB-C19-6-20 | 1350
Arista | C-130 4x4:4 tri radio 802.11ac Wave-2 access point with internal antennas; Cognitive Cloud SW Subscription License for 1-Year for 1 x Wireless Access Point; On-premises SW Subscription License for 1-Year for 1 x wireless access point; C-130 4x4:4 tri rad | CAB-C19-6-30 | 909.38
Arista | C-130 4x4:4 tri radio 802.11ac Wave-2 access point with internal antennas; Cognitive Cloud SW Subscription License for 3-Year for 1 x Wireless Access Point; On-premises SW Subscription License for 3-Year for 1 x wireless access point; C-130 4x4:4 tri rad | CAB-C19-AUS | 2253.3798
Arista | C-130 4x4:4 tri radio 802.11ac Wave-2 access point with internal antennas; Cognitive Cloud SW Subscription License for 5-Year for 1 x Wireless Access Point; On-premises SW Subscription License for 5-Year for 1 x wireless access point; C-130 4x4:4 tri rad | CAB-C19-C20 | 3597.38
Arista | Power Cord AC 20A SAF-G to C20 (2m) | CAB-C19-C20-1M | 135
Arista | Power Cord AC 20A SAF-G to C20 (1m) | CAB-C19-CHN | 135
Arista | Power Cord AC 20A SAF-G to C20 (3m) | CAB-C19-EUR | 135
Arista | Power Cord AC 20A SAF-G to C20 (4m) | CAB-C19-IN | 135
Arista | Power Cord, Argentina,C13 to IRAM 2073, 8 Feet (2.5m) | CAB-C19-ISR | 17
Arista | Power Cord, Australia,C13 to AS/NZS 3112, 8 Feet (2.5m) | CAB-C19-ITY | 17
Arista | Power Cord C13 to C14 (2m) | CAB-C19-L6-20P | 17
Arista | Power Cord, Europe,C13 to CEE 7/7, 8 Feet (2.5m) | CAB-C19-L6-30P | 17
Arista | Power Cord C13 to India (10A) 2m | CAB-C19-NA | 50
Arista | Power Cord, Italy,C13 to CEI 23-16, 8 Feet (2.5m) | CAB-D-2Q-200-2.5 | 17
Arista | Power Cord, United Kingdom,C13 to BS 1363/A, 8 Feet (2.5m) | CAB-D-2Q-200G-1M | 17
Arista | Power Cord, North America,C13 to NEMA 5-15P, 8 Feet (2.5m) | CAB-D-2Q-200G-2M | 17
Arista | Power Cord, C14 to C15, 15A/250V, 14 AWG, 2M, UL | CAB-D-2Q-400-2.5 | 50
Arista | Power Cord, Argentina, C15-IRAM2073, 10A/250V, 1.00mm2, 2.5M | CAB-D-2Q-400G-1M | 50
Arista | Power Cord, Australia, C15-AS3112, 10A/250V, 1.00mm2, 2.5M | CAB-D-2Q-400G-2M | 50
Arista | Power Cord, Brazil, C15-NBR14136, 10A/250V, 1.00mm2, 2.5M | CAB-D-2Q-400G-3M | 50
Arista | Power Cord, China, C15-GB2099, 10A/250V, 1.00mm2, 2.5M, CCC | CAB-D-4Q-200-2.5 | 50
Arista | Power Cord, EU, C15 to CEE7/7, 10A/250V, 1mm2, 2.5M, EN | CAB-D-4Q-200G-1M | 50
Arista | Power Cord, India, C15-IA16A3, 10A/250V, 1.00mm2, 2.5M | CAB-D-4Q-200G-2M | 50
Arista | Power Cord, Israel, C15-SI32, 10A/250V, 1.00mm2, 2.5M | CAB-D-4Q-400-2.5 | 50
Arista | Power Cord, Japan, C15-JA1-15P, 12A/125V, 1.25mm2, 1.8M, PSE | CAB-D-4Q-400G-1M | 50
Arista | Power Cord, North America, C15 to NEMA5-15P, 13A/125V, 16 AWG, 6FT (2M), UL/CSA | CAB-D-4Q-400G-2M | 50
Arista | Power Cord, Swiss, C15-SEV1011, 10A/250V, 1.00mm2, 2.5M | CAB-D-4Q-400G-3M | 50
Arista | Power Cord, UK, C15 to BS1363, 10A/250V, 1mm2, 2.5M, EN | CAB-D-8S-200-2.5 | 50
Arista | Power Cord, EU, C19 - IEC60309 316P6, 16A/250V, 2.5M, EN | CAB-D-8S-200G-1M | 59
Arista | Power Cord, NA, C19 - NEMA 6-20, 20A/250V, 2.5M, UL/CSA | CAB-D-8S-200G-2M | 59
Arista | Power Cord, NA, C19 - NEMA 6-30, 30A/250V, 2.5M, UL/CSA | CAB-D-8S-400-2.5 | 59
Arista | Power Cord, Australia, C19 - AS3112, 15A/250V, 3M, SAA | CAB-D-8S-400G-1M | 59
Arista | Power Cord C19 to C20 (2m) | CAB-D-8S-400G-2M | 59
Arista | Power Cord C19 to C20 (1m) | CAB-D-D-400-2.5 | 59
Arista | Power Cord, China, C19 - GB2099, 16A/250V, 3M, CCC | CAB-D-D-400G-1M | 59
Arista | Power Cord, EU/Russia, C19 - CEE7/7, 16A/250V, 2.5M, CE/EAC | CAB-D-D-400G-2M | 59
Arista | Power Cord C19 to India (16A) 2m | CAB-D-D-400G-3M | 59
Arista | Power Cord, Isreal, C19 - SI32, 16A/250V, 2.5M, SII | CAB-LC8-CS | 59
Arista | Power Cord, Italy, C19 - CEI2350, 16A/250V, 3M, IMQ | CAB-O-2Q-200G-1M | 59
Arista | Power Cord C19 to L6-20P (2.5m) | CAB-O-2Q-200G-2M | 59
Arista | Power Cord C19 to L6-30P (2.5m) | CAB-O-2Q-200G-3M | 59
Arista | Power Cord, NA, C19 - NEMA L5-20, 20A/125V, 2.5M, cUL | CAB-O-2Q-400G-1M | 59
Arista | 200GBASE-CR8 QSFP-DD to 2 x 100GBASE-CR4 QSFP Twinax Copper Cable, 2.5 meter | CAB-O-2Q-400G-2M | 1495
Arista | 200GBASE-CR8 QSFP-DD to 2 x 100GBASE-CR4 QSFP Twinax Copper Cable, 1 meter | CAB-O-2Q-400G-3M | 995
Arista | 200GBASE-CR8 QSFP-DD to 2 x 100GBASE-CR4 QSFP Twinax Copper Cable, 2 meter | CAB-O-4Q-200G-1M | 1295
Arista | 400G-CR8 QSFP-DD to 2 x 200GBASE-CR4 QSFP Twinax Copper Cable, 3 meter | CAB-O-4Q-200G-2M | 1995
Arista | 400G-CR8 QSFP-DD to 2 x 200GBASE-CR4 QSFP Twinax Copper Cable, 1 meter | CAB-O-4Q-200G-3M | 1145
Arista | 400G-CR8 QSFP-DD to 2 x 200GBASE-CR4 QSFP Twinax Copper Cable, 2 meter | CAB-O-4Q-400G-1M | 1495
Arista | 400GBASE-CR8 QSFP-DD to 2 x 200GBASE-CR4 QSFP Twinax Copper Cable, 3 meter | CAB-O-4Q-400G-2M | 2095
Arista | 200G-CR8 QSFP-DD to 4 x 50GBASE-CR2 QSFP Twinax Copper Cable, 2.5 meter | CAB-O-4Q-400G-3M | 2095
Arista | 200G-CR8 QSFP-DD to 4 x 50GBASE-CR2 QSFP Twinax Copper Cable, 1 meter | CAB-O-8S-200G-1M | 1295
Arista | 200G-CR8 QSFP-DD to 4 x 50GBASE-CR2 QSFP Twinax Copper Cable, 2 meter | CAB-O-8S-200G-2M | 1495
Arista | 400G-CR8 QSFP-DD to 4 x 100GBASE-CR2 QSFP Twinax Copper Cable, 2.5 meter | CAB-O-8S-200G-3M | 2195
Arista | 400G-CR8 QSFP-DD to 4 x 100GBASE-CR2 QSFP Twinax Copper Cable, 1 meter | CAB-O-8S-400G-1M | 1295
Arista | 400G-CR8 QSFP-DD to 4 x 100GBASE-CR2 QSFP Twinax Copper Cable, 2 meter | CAB-O-8S-400G-2M | 1495
Arista | 400GBASE-CR8 QSFP-DD to 4 x 100GBASE-CR2 QSFP Twinax Copper Cable, 3 meter | CAB-O-8S-400G-3M | 2295
Arista | 200GBASE-CR8 QSFP-DD to 8 x 25GBASE-CR SFP Twinax Copper Cable, 2.5 meter | CAB-O-O-400G-1M | 2495
Arista | 200GBASE-CR8 QSFP-DD to 8 x 25GBASE-CR SFP Twinax Copper Cable, 1 meter | CAB-O-O-400G-2M | 1595
Arista | 200GBASE-CR8 QSFP-DD to 8 x 25GBASE-CR SFP Twinax Copper Cable, 2 meter | CAB-O-O-400G-3M | 2095
Arista | 400GBASE-CR8 QSFP-DD to 8 x 50GBASE-CR SFP Twinax Copper Cable, 2.5 meter | CAB-Q-2Q-100G-1M | 2495
Arista | 400GBASE-CR8 QSFP-DD to 8 x 50GBASE-CR SFP Twinax Copper Cable, 1 meter | CAB-Q-2Q-100G-2M | 1595
Arista | 400GBASE-CR8 QSFP-DD to 8 x 50GBASE-CR SFP Twinax Copper Cable, 2 meter | CAB-Q-2Q-100G-3M | 1945
Arista | 400GBASE-CR8 QSFP-DD to QSFP-DD Twinax Copper Cable, 2.5 meter | CAB-Q-2Q-100G-5M | 1295
Arista | 400GBASE-CR8 QSFP-DD to QSFP-DD Twinax Copper Cable, 1 meter | CAB-Q-4S-100G-1M | 845
Arista | 400GBASE-CR8 QSFP-DD to QSFP-DD Twinax Copper Cable, 2 meter | CAB-Q-4S-100G-2M | 1095
Arista | 400GBASE-CR8 QSFP-DD to QSFP-DD Twinax Copper Cable 3 meter | CAB-Q-4S-100G-3M | 1345
Arista | 8 Channel passive optical splitter / combiner | CAB-Q-4S-100G-5M | 2095
Arista | 200G-CR8 OSFP to 2 x 100GBASE-CR4 QSFP Twinax Copper Cable, 1 meter | CAB-Q-Q-0.5M | 795
Arista | 200G-CR8 OSFP to 2 x 100GBASE-CR4 QSFP Twinax Copper Cable, 2 meter | CAB-Q-Q-100G-0.5 | 995
Arista | 200G-CR8 OSFP to 2 x 100GBASE-CR4 QSFP Twinax Copper Cable, 3 meter | CAB-Q-Q-100G-1.5 | 1495
Arista | 400GBASE-CR8 OSFP to 2 x 200GBASE-CR4 QSFP Twinax Copper Cable, 1 meter | CAB-Q-Q-100G-1M | 995
Arista | 400GBASE-CR8 OSFP to 2 x 200GBASE-CR4 QSFP Twinax Copper Cable, 2 meter | CAB-Q-Q-100G-2.5 | 1195
Arista | 400GBASE-CR8 OSFP to 2 x 200GBASE-CR4 QSFP Twinax Copper Cable, 3 meter | CAB-Q-Q-100G-2M | 1695
Arista | 200G-CR8 OSFP to 4 x 50GBASE-CR2 QSFP Twinax Copper Cable, 1 meter | CAB-Q-Q-100G-3M | 895
Arista | 200G-CR8 OSFP to 4 x 50GBASE-CR2 QSFP Twinax Copper Cable, 2 meter | CAB-Q-Q-100G-5M | 1195
Arista | 200G-CR8 OSFP to 4 x 50GBASE-CR2 QSFP Twinax Copper Cable, 3 meter | CAB-Q-Q-1M | 1595
Arista | 400G-CR8 OSFP to 4 x 100GBASE-CR2 QSFP Twinax Copper Cable, 1 meter | CAB-Q-Q-2M | 995
Arista | 400G-CR8 OSFP to 4 x 100GBASE-CR2 QSFP Twinax Copper Cable, 2 meter | CAB-Q-Q-3M | 1295
Arista | 400G-CR8 OSFP to 4 x 100GBASE-CR2 QSFP Twinax Copper Cable, 3 meter | CAB-Q-Q-5M | 1695
Arista | 200G-CR8 OSFP to 8 x 25GBASE-CR SFP Twinax Copper Cable, 1 meter | CAB-Q-S-0.5M | 1195
Arista | 200G-CR8 OSFP to 8 x 25GBASE-CR SFP Twinax Copper Cable, 2 meter | CAB-Q-S-1M | 1495
Arista | 200G-CR8 OSFP to 8 x 25GBASE-CR SFP Twinax Copper Cable, 3 meter | CAB-Q-S-2M | 2195
Arista | 400GBASE-CR8 OSFP to 8 x 50GBASE-CR SFP Twinax Copper Cable, 1 meter | CAB-Q-S-3M | 1595
Arista | 400GBASE-CR8 OSFP to 8 x 50GBASE-CR SFP Twinax Copper Cable, 2 meter | CAB-Q-S-5M | 1945
Arista | 400GBASE-CR8 OSFP to 8 x 50GBASE-CR SFP Twinax Copper Cable, 3 meter | CAB-SFP-SFP-0.5M | 2495
Arista | 400G-CR8 OSFP TO OSFP Twinax Copper Cable, 1 meter | CAB-SFP-SFP-1.5M | 645
Arista | 400G-CR8 OSFP TO OSFP Twinax Copper Cable, 2 meter | CAB-SFP-SFP-1M | 845
Arista | 400G-CR8 OSFP TO OSFP Twinax Copper Cable, 3 meter | CAB-SFP-SFP-2.5M | 1295
Arista | 100GBASE-CR4 QSFP to 2 x 50GBASE-CR2 QSFP Twinax Copper Cable, 1M | CAB-SFP-SFP-2M | 445
Arista | 100GBASE-CR4 QSFP to 2 x 50GBASE-CR2 QSFP Twinax Copper Cable, 2M | CAB-SFP-SFP-3M | 595
Arista | 100GBASE-CR4 QSFP to 2 x 50GBASE-CR2 QSFP Twinax Copper Cable, 3M | CAB-SFP-SFP-5M | 845
Arista | 100GBASE-CR4 QSFP to 2 x 50GBASE-CR2 QSFP Twinax Copper Cable, 5M | CAB-S-S-25G-1M | 1295
Arista | 100GbE QSFP100 to 4 x 25GbE SFP25 twinax copper cable, 1M | CAB-S-S-25G-2M | 645
Arista | 100GbE QSFP100 to 4 x 25GbE SFP25 twinax copper cable, 2M | CAB-S-S-25G-3M | 745
Arista | 100GbE QSFP100 to 4 x 25GbE SFP25 twinax copper cable, 3M | CAB-S-S-25G-5M | 845
Arista | 100GbE QSFP100 to 4 x 25GbE SFP25 twinax copper cable, 5M | CCS-710P-12 | 1145
Arista | 40GbE QSFP+to QSFP+ twinax copper cable,0.5M | CCS-710P-12# | 156
Arista | 100GbE QSFP100 to QSFP100 twinax copper cable, 0.5M | CCS-710P-12-EU | 445
Arista | 100GbE QSFP100 to QSFP100 twinax copper cable, 1.5M | CCS-710P-12-JPN | 545
Arista | 100GbE QSFP to QSFP twinax copper cable, 1M | CCS-710P-12-NA | 445
Arista | 100GbE QSFP100 to QSFP100 twinax copper cable, 2.5M | CCS-710P-12-UK | 645
Arista | 100GbE QSFP to QSFP twinax copper cable, 2M | CCS-710P-16P | 545
Arista | 100GbE QSFP to QSFP twinax copper cable, 3M | CCS-710P-16P# | 645
Arista | 100GbE QSFP to QSFP twinax copper cable, 5M | CCS-710P-16P-EU | 845
Arista | 40GbE QSFP+to QSFP+ twinax copper cable, 1M | CCS-710P-16P-JPN | 192
Arista | 40GbE QSFP+ to QSFP+ twinax copper cable, 2M | CCS-710P-16P-NA | 228
Arista | 40GbE QSFP+ to QSFP+ twinax copper cable, 3M | CCS-710P-16P-UK | 276
Arista | 40GbE QSFP+ to QSFP+ twinax copper cable, 5M | CCS-720-PCVR | 348
Arista | 4 x 10GbE QSFP+ to 4 x SFP+ twinax copper cable, 0.5M | CCS-720XP-24Y6# | 450
Arista | 4 x 10GbE QSFP+ to 4 x SFP+ twinax copper cable, 1M | CCS-720XP-24Y6-2F | 474
Arista | 4 x 10GbEQSFP+ to 4 x SFP+ twinax copper cable, 2M | CCS-720XP-24Y6-2F-3E | 516
Arista | 4 x 10GbEQSFP+ to 4 x SFP+ twinax copper cable, 3M | CCS-720XP-24Y6-2F-3L | 576
Arista | 4 x 10GbE QSFP+ to 4 x SFP+ twinax copper cable, 5M | CCS-720XP-24Y6-2F-5E | 654
Arista | 10GBASE-CR twinax copper cable with SFP+ connectors on both ends (0.5m) | CCS-720XP-24Y6-2F-5L | 80
Arista | 10GBASE-CR twinax copper cable with SFP+ connectors on both ends (1.5m) | CCS-720XP-24Y6-2F-C14 | 103
Arista | 10GBASE-CR twinax copper cable with SFP+ connectors on both ends (1m) | CCS-720XP-24Y6-2F-EU | 95
Arista | 10GBASE-CR twinax copper cable with SFP+ connectors on both ends (2.5m) | CCS-720XP-24Y6-2F-JPN | 119
Arista | 10GBASE-CR twinax copper cable with SFP+ connectors on both ends (2m) | CCS-720XP-24Y6-2F-NA | 110
Arista | 10GBASE-CR twinax copper cable with SFP+ connectors on both ends (3m) | CCS-720XP-24Y6-2F-UK | 127
Arista | 10GBASE-CR twinax copper cable with SFP+ connectors on both ends (5m) | CCS-720XP-24Y6-F | 158
Arista | 25GbE SFP25 to SFP25 twinax copper cable, 1M | CCS-720XP-24Y6-F-C14 | 165
Arista | 25GbE SFP25 to SFP25 twinax copper cable, 2M | CCS-720XP-24Y6-F-EU | 195
Arista | 25GbE SFP25 to SFP25 twinax copper cable, 3M | CCS-720XP-24Y6-F-JPN | 240
Arista | 25GbE SFP25 to SFP25 twinax copper cable, 5M | CCS-720XP-24Y6-F-NA | 385
Arista | Arista 710P, 12 x 1G PoE, 2x10G SFP+ compact switch 150W power adapter, no power cord | CCS-720XP-24Y6-F-UK | 3235
Arista | Arista 710P, 12 x 1G PoE, 2x10G SFP+ compact switch | CCS-720XP-24ZY4# | 3035
Arista | Arista 710P, 12 x 1G PoE, 2x10G SFP+ compact switch 150W power adapter, EU Power Cord | CCS-720XP-24ZY4-2F | 3235
Arista | Arista 710P, 12 x 1G PoE, 2x10G SFP+ compact switch 150W power adapter, JPN Power Cord | CCS-720XP-24ZY4-2F-3E | 3235
Arista | Arista 710P, 12 x 1G PoE, 2x10G SFP+ compact switch 150W power adapter, NA Power Cord | CCS-720XP-24ZY4-2F-3L | 3235
Arista | Arista 710P, 12 x 1G PoE, 2x10G SFP+ compact switch 150W power adapter, UK Power Cord | CCS-720XP-24ZY4-2F-5E | 3235
Arista | Arista 710P, 12 x 1G PoE, 2 x 5G PoE, 2 x 5G (1 data only, 1 PD/PSE), 2x10G SFP+ compact switch 280W power adapter | CCS-720XP-24ZY4-2F-5L | 4315
Arista | Arista 710P, 12 x 1G PoE, 2 x 5G PoE, 2 x 5G (1 data only, 1 PD/PSE), 2x10G SFP+ compact switch | CCS-720XP-24ZY4-2F-C14 | 4115
Arista | Arista 710P, 12 x 1G PoE, 2 x 5G PoE, 2 x 5G (1 data only, 1 PD/PSE), 2x10G SFP+ compact switch 280W power adapter, EU Power Cord | CCS-720XP-24ZY4-2F-EU | 4315
Arista | Arista 710P, 12 x 1G PoE, 2 x 5G PoE, 2 x 5G (1 data only, 1 PD/PSE), 2x10G SFP+ compact switch 280W power adapter, JPN Power Cord | CCS-720XP-24ZY4-2F-JPN | 4315
Arista | Arista 710P, 12 x 1G PoE, 2 x 5G PoE, 2 x 5G (1 data only, 1 PD/PSE), 2x10G SFP+ compact switch 280W power adapter, NA Power Cord | CCS-720XP-24ZY4-2F-NA | 4315
Arista | Arista 710P, 12 x 1G PoE, 2 x 5G PoE, 2 x 5G (1 data only, 1 PD/PSE), 2x10G SFP+ compact switch 280W power adapter, UK Power Cord | CCS-720XP-24ZY4-2F-UK | 4315
Arista | Spare Blank Cover for 720 Series Power Supply Slot | CCS-720XP-24ZY4-F | 25
Arista | Arista 720XP, 24x1G POE, 6x25G SFP switch; Requires PSU | CCS-720XP-24ZY4-F-C14 | 7000
Arista | Arista 720XP, 24x1G POE, 6x25G SFP switch, front to rear air, AC (2) | CCS-720XP-24ZY4-F-EU | 8690
Arista | Arista 720XP, 24x1G POE, 6x25G SFP switch, front to rear air, AC (2), E License. CV-Lite, RB, 3Yr. | CCS-720XP-24ZY4-F-JPN | 9240
Arista | Arista 720XP, 24x1G POE, 6x25G SFP switch, front to rear air, AC (2), FLX-L License. CV, RB, 3Yr. | CCS-720XP-24ZY4-F-NA | 10640
Arista | Arista 720XP, 24x1G POE, 6x25G SFP switch, front to rear air, AC (2), E License. CV-Lite, RB, 5Yr. | CCS-720XP-24ZY4-F-UK | 9650
Arista | Arista 720XP, 24x1G POE, 6x25G SFP switch, front to rear air, AC (2), FLX-L License. CV, RB, 5Yr. | CCS-720XP-48Y6# | 11980
Arista | Arista 720XP, 24x1G POE, 6x25G SFP switch, front to rear air, AC (2), C14 Power Cords | CCS-720XP-48Y6-2F | 8690
Arista | Arista 720XP, 24x1G POE, 6x25G SFP switch, front to rear air, AC (2), EU Power Cords | CCS-720XP-48Y6-2F-3E | 8690
Arista | Arista 720XP, 24x1G POE, 6x25G SFP switch, front to rear air, AC (2), JPN Power Cords | CCS-720XP-48Y6-2F-3L | 8690
Arista | Arista 720XP, 24x1G POE, 6x25G SFP switch, front to rear air, AC (2), NA Power Cords | CCS-720XP-48Y6-2F-5E | 8690
Arista | Arista 720XP, 24x1G POE, 6x25G SFP switch, front to rear air, AC (2), UK Power Cords | CCS-720XP-48Y6-2F-5L | 8690
Arista | Arista 720XP, 24x1G POE, 6x25G SFP switch, front to rear air, AC | CCS-720XP-48Y6-2F-C14 | 7995
Arista | Arista 720XP, 24x1G POE, 6x25G SFP switch, front to rear air, AC, C14 Power Cord | CCS-720XP-48Y6-2F-EU | 7995
Arista | Arista 720XP, 24x1G POE, 6x25G SFP switch, front to rear air, AC, EU Power Cord | CCS-720XP-48Y6-2F-JPN | 7995
Arista | Arista 720XP, 24x1G POE, 6x25G SFP switch, front to rear air, AC, JPN Power Cord | CCS-720XP-48Y6-2F-NA | 7995
Arista | Arista 720XP, 24x1G POE, 6x25G SFP switch, front to rear air, AC, NA Power Cord | CCS-720XP-48Y6-2F-UK | 7995
Arista | Arista 720XP, 24x1G POE, 6x25G SFP switch, front to rear air, AC, UK Power Cord | CCS-720XP-48Y6-F | 7995
Arista | Arista 720XP, 16x2.5G, 8x5G POE, 4x25G SFP switch; Requires PSU/Fans | CCS-720XP-48Y6-F-C14 | 8500
Arista | Arista 720XP, 16x2.5G, 8x5G POE, 4x25G SFP switch, front to rear air, AC (2) | CCS-720XP-48Y6-F-EU | 10190
Arista | Arista 720XP, 16x2.5G, 8x5G POE, 4x25G SFP switch, front to rear air, AC (2), E License. CV-Lite, RB, 3Yr. | CCS-720XP-48Y6-F-JPN | 14231
Arista | Arista 720XP, 16x2.5G, 8x5G POE, 4x25G SFP switch, front to rear air, AC (2), FLX-L License. CV, RB, 3Yr. | CCS-720XP-48Y6-F-NA | 17031
Arista | Arista 720XP, 16x2.5G, 8x5G POE, 4x25G SFP switch, front to rear air, AC (2), E License. CV-Lite, RB, 5Yr. | CCS-720XP-48Y6-F-UK | 15935
Arista | Arista 720XP, 16x2.5G, 8x5G POE, 4x25G SFP switch, front to rear air, AC (2), FLX-L License. CV, RB, 5Yr. | CCS-720XP-48ZC2# | 19710
Arista | Arista 720XP, 16x2.5G, 8x5G POE, 4x25G SFP switch, front to rear air, AC (2), C14 Power Cords | CCS-720XP-48ZC2-2F | 10190
Arista | Arista 720XP, 16x2.5G, 8x5G POE, 4x25G SFP switch, front to rear air, AC (2), EU Power Cords | CCS-720XP-48ZC2-2F-3E | 10190
Arista | Arista 720XP, 16x2.5G, 8x5G POE, 4x25G SFP switch, front to rear air, AC (2), JPN Power Cords | CCS-720XP-48ZC2-2F-3L | 10190
Arista | Arista 720XP, 16x2.5G, 8x5G POE, 4x25G SFP switch, front to rear air, AC (2), NA Power Cords | CCS-720XP-48ZC2-2F-5E | 10190
Arista | Arista 720XP, 16x2.5G, 8x5G POE, 4x25G SFP switch, front to rear air, AC (2), UK Power Cords | CCS-720XP-48ZC2-2F-5L | 10190
Arista | Arista 720XP, 16x2.5G, 8x5G POE, 4x25G SFP switch, front to rear air, AC | CCS-720XP-48ZC2-2F-C14 | 9495
Arista | Arista 720XP, 16x2.5G, 8x5G POE, 4x25G SFP switch, front to rear air, AC, C14 Power Cord | CCS-720XP-48ZC2-2F-EU | 9495
Arista | Arista 720XP, 16x2.5G, 8x5G POE, 4x25G SFP switch, front to rear air, AC, EU Power Cord | CCS-720XP-48ZC2-2F-JPN | 9495
Arista | Arista 720XP, 16x2.5G, 8x5G POE, 4x25G SFP switch, front to rear air, AC, JPN Power Cord | CCS-720XP-48ZC2-2F-NA | 9495
Arista | Arista 720XP, 16x2.5G, 8x5G POE, 4x25G SFP switch, front to rear air, AC, NA Power Cord | CCS-720XP-48ZC2-2F-UK | 9495
Arista | Arista 720XP, 16x2.5G, 8x5G POE, 4x25G SFP switch, front to rear air, AC, UK Power Cord | CCS-720XP-48ZC2-F | 9495
Arista | Arista 720XP, 48x1G POE, 6x25G SFP switch; Requires PSU/Fans | CCS-720XP-48ZC2-F-C14 | 8600
Arista | Arista 720XP, 48x1G POE, 6x25G SFP switch, front to rear air, AC (2) | CCS-720XP-48ZC2-F-EU | 11090
Arista | Arista 720XP, 48x1G POE, 6x25G SFP switch, front to rear air, AC (2), E License. CV-Lite, RB, 3Yr. | CCS-720XP-48ZC2-F-JPN | 14485
Arista | Arista 720XP, 48x1G POE, 6x25G SFP switch, front to rear air, AC (2), FLX-L License. CV, RB, 3Yr. | CCS-720XP-48ZC2-F-NA | 17160
Arista | Arista 720XP, 48x1G POE, 6x25G SFP switch, front to rear air, AC (2), E License. CV-Lite, RB, 5Yr. | CCS-720XP-48ZC2-F-UK | 15235
Arista | Arista 720XP, 48x1G POE, 6x25G SFP switch, front to rear air, AC (2), FLX-L License. CV, RB, 5Yr. | CCS-720XP-96ZC2# | 19670
Arista | Arista 720XP, 48x1G POE, 6x25G SFP switch, front to rear air, AC (2), C14 Power Cords | CCS-720XP-96ZC2-2F | 11090
Arista | Arista 720XP, 48x1G POE, 6x25G SFP switch, front to rear air, AC (2), EU Power Cords | CCS-720XP-96ZC2-2F-C14 | 11090
Arista | Arista 720XP, 48x1G POE, 6x25G SFP switch, front to rear air, AC (2), JPN Power Cords | CCS-720XP-96ZC2-2F-EU | 11090
Arista | Arista 720XP, 48x1G POE, 6x25G SFP switch, front to rear air, AC (2), NA Power Cords | CCS-720XP-96ZC2-2F-JPN | 11090
Arista | Arista 720XP, 48x1G POE, 6x25G SFP switch, front to rear air, AC (2), UK Power Cords | CCS-720XP-96ZC2-2F-NA | 11090
Arista | Arista 720XP, 48x1G POE, 6x25G SFP switch, front to rear air, AC | CCS-720XP-96ZC2-2F-UK | 9995
Arista | Arista 720XP, 48x1G POE, 6x25G SFP switch, front to rear air, AC, C14 Power Cord | CCS-720XP-96ZC2-4F | 9995
Arista | Arista 720XP, 48x1G POE, 6x25G SFP switch, front to rear air, AC, EU Power Cord | CCS-720XP-96ZC2-4F-3E | 9995
Arista | Arista 720XP, 48x1G POE, 6x25G SFP switch, front to rear air, AC, JPN Power Cord | CCS-720XP-96ZC2-4F-3L | 9995
Arista | Arista 720XP, 48x1G POE, 6x25G SFP switch, front to rear air, AC, NA Power Cord | CCS-720XP-96ZC2-4F-5E | 9995
Arista | Arista 720XP, 48x1G POE, 6x25G SFP switch, front to rear air, AC, UK Power Cord | CCS-720XP-96ZC2-4F-5L | 9995
Arista | Arista 720XP, 40x2.5G, 8x5G POE, 4x25G SFP/2x100G QSFP switch; Requires PSU/Fans | CCS-720XP-96ZC2-4F-C14 | 11100
Arista | Arista 720XP, 40x2.5G, 8x5G POE, 4x25G SFP/2x100G QSFP switch, front to rear air, AC (2) | CCS-720XP-96ZC2-4F-EU | 13590
Arista | Arista 720XP, 40x2.5G, 8x5G POE, 4x25G SFP/2x100G QSFP switch, front to rear air, AC (2), E License. CV-Lite, RB, 3Yr. | CCS-720XP-96ZC2-4F-JPN | 17425
Arista | Arista 720XP, 40x2.5G, 8x5G POE, 4x25G SFP/2x100G QSFP switch, front to rear air, AC (2), FLX-L License. CV, RB, 3Yr. | CCS-720XP-96ZC2-4F-NA | 20160
Arista | Arista 720XP, 40x2.5G, 8x5G POE, 4x25G SFP/2x100G QSFP switch, front to rear air, AC (2), E License. CV-Lite, RB, 5Yr. | CCS-720XP-96ZC2-4F-UK | 18175
Arista | Arista 720XP, 40x2.5G, 8x5G POE, 4x25G SFP/2x100G QSFP switch, front to rear air, AC (2), FLX-L License. CV, RB, 5Yr. | CCS-722XPM-48Y4# | 22670
Arista | Arista 720XP, 40x2.5G, 8x5G POE, 4x25G SFP/2x100G QSFP switch, front to rear air, AC (2), C14 Power Cords | CCS-722XPM-48Y4-2F | 13590
Arista | Arista 720XP, 40x2.5G, 8x5G POE, 4x25G SFP/2x100G QSFP switch, front to rear air, AC (2), EU Power Cords | CCS-722XPM-48Y4-2F-3E | 13590
Arista | Arista 720XP, 40x2.5G, 8x5G POE, 4x25G SFP/2x100G QSFP switch, front to rear air, AC (2), JPN Power Cords | CCS-722XPM-48Y4-2F-3L | 13590
Arista | Arista 720XP, 40x2.5G, 8x5G POE, 4x25G SFP/2x100G QSFP switch, front to rear air, AC (2), NA Power Cords | CCS-722XPM-48Y4-2F-5E | 13590
Arista | Arista 720XP, 40x2.5G, 8x5G POE, 4x25G SFP/2x100G QSFP switch, front to rear air, AC (2), UK Power Cords | CCS-722XPM-48Y4-2F-5L | 13590
Arista | Arista 720XP, 40x2.5G, 8x5G POE, 4x25G SFP/2x100G QSFP switch, front to rear air, AC | CCS-722XPM-48Y4-2F-C14 | 12495
Arista | Arista 720XP, 40x2.5G, 8x5G POE, 4x25G SFP/2x100G QSFP switch, front to rear air, AC, C14 Power Cord | CCS-722XPM-48Y4-2F-EU | 12495
Arista | Arista 720XP, 40x2.5G, 8x5G POE, 4x25G SFP/2x100G QSFP switch, front to rear air, AC, EU Power Cord | CCS-722XPM-48Y4-2F-JPN | 12495
Arista | Arista 720XP, 40x2.5G, 8x5G POE, 4x25G SFP/2x100G QSFP switch, front to rear air, AC, JPN Power Cord | CCS-722XPM-48Y4-2F-NA | 12495
Arista | Arista 720XP, 40x2.5G, 8x5G POE, 4x25G SFP/2x100G QSFP switch, front to rear air, AC, NA Power Cord | CCS-722XPM-48Y4-2F-UK | 12495
Arista | Arista 720XP, 40x2.5G, 8x5G POE, 4x25G SFP/2x100G QSFP switch, front to rear air, AC, UK Power Cord | CCS-722XPM-48Y4-F | 12495
Arista | Arista 720XP, 80x2.5G, 16x5G POE, 4x25G SFP/2x100G QSFP switch; Requires PSU/Fans | CCS-722XPM-48Y4-F-C14 | 19165
Arista | Arista 720XP, 80x2.5G, 16x5G POE, 4x25G SFP/2x100G QSFP switch, front to rear air, AC (2) | CCS-722XPM-48Y4-F-EU | 21805
Arista | Arista 720XP, 80x2.5G, 16x5G POE, 4x25G SFP/2x100G QSFP switch, front to rear air, AC (2), C15 to C14 power cord | CCS-722XPM-48Y4-F-JPN | 21805
Arista | Arista 720XP, 80x2.5G, 16x5G POE, 4x25G SFP/2x100G QSFP switch, front to rear air, AC (2), EU power cord | CCS-722XPM-48Y4-F-NA | 21805
Arista | Arista 720XP, 80x2.5G, 16x5G POE, 4x25G SFP/2x100G QSFP switch, front to rear air, AC (2), JPN power cord | CCS-722XPM-48Y4-F-UK | 21805
Arista | Arista 720XP, 80x2.5G, 16x5G POE, 4x25G SFP/2x100G QSFP switch, front to rear air, AC (2), NA power cord | CCS-722XPM-48ZY8# | 21805
Arista | Arista 720XP, 80x2.5G, 16x5G POE, 4x25G SFP/2x100G QSFP switch, front to rear air, AC (2), UK power cord | CCS-722XPM-48ZY8-2F | 21805
Arista | Arista 720XP, 80x2.5G, 16x5G POE, 4x25G SFP/2x100G QSFP switch, front to rear air, AC (4) | CCS-722XPM-48ZY8-2F-3E | 23995
Arista | Arista 720XP, 80x2.5G, 16x5G POE, 4x25G SFP/2x100G QSFP switch, front to rear air, AC (4), E License. CV-Lite, RB, 3Yr. | CCS-722XPM-48ZY8-2F-3L | 29550
Arista | Arista 720XP, 80x2.5G, 16x5G POE, 4x25G SFP/2x100G QSFP switch, front to rear air, AC (4), FLX-L License. CV, RB, 3Yr. | CCS-722XPM-48ZY8-2F-5E | 32350
Arista | Arista 720XP, 80x2.5G, 16x5G POE, 4x25G SFP/2x100G QSFP switch, front to rear air, AC (4), E License. CV-Lite, RB, 5Yr. | CCS-722XPM-48ZY8-2F-5L | 32260
Arista | Arista 720XP, 80x2.5G, 16x5G POE, 4x25G SFP/2x100G QSFP switch, front to rear air, AC (4), FLX-L License. CV, RB, 5Yr. | CCS-722XPM-48ZY8-2F-C14 | 36260
Arista | Arista 720XP, 80x2.5G, 16x5G POE, 4x25G SFP/2x100G QSFP switch, front to rear air, AC (4), C15 to C14 power cord | CCS-722XPM-48ZY8-2F-EU | 23995
Arista | Arista 720XP, 80x2.5G, 16x5G POE, 4x25G SFP/2x100G QSFP switch, front to rear air, AC (4), EU power cord | CCS-722XPM-48ZY8-2F-JPN | 23995
Arista | Arista 720XP, 80x2.5G, 16x5G POE, 4x25G SFP/2x100G QSFP switch, front to rear air, AC (4), JPN power cord | CCS-722XPM-48ZY8-2F-NA | 23995
Arista | Arista 720XP, 80x2.5G, 16x5G POE, 4x25G SFP/2x100G QSFP switch, front to rear air, AC (4), NA power cord | CCS-722XPM-48ZY8-2F-UK | 23995
Arista | Arista 720XP, 80x2.5G, 16x5G POE, 4x25G SFP/2x100G QSFP switch, front to rear air, AC (4), UK power cord | CCS-722XPM-48ZY8-F | 23995
Arista | Arista 722XPM, 48x1G 30W POE, 4x25G, 4x10G SFP+ switch, front to rear air, MACSec, Requires PSU/Fans | CCS-722XPM-48ZY8-F-C14 | 7980
Arista | Arista 722XPM, 48x1G 30W POE, 4x25G, 4x10G SFP+ switch, front to rear air, MACSec, AC | CCS-722XPM-48ZY8-F-EU | 10595
Arista | Arista 722XPM, 48x1G 30W POE, 4x25G, 4x10G SFP+ switch, front to rear air, MACSec, AC (2), E License. CV-Lite, RB, 3Yr. | CCS-722XPM-48ZY8-F-JPN | 13935
Arista | Arista 722XPM, 48x1G POE, 4x25G SFP switch, front to rear air, AC (2), FLX-L License. CV, RB, 3Yr. | CCS-722XPM-48ZY8-F-NA | 16555
Arista | Arista 722XPM, 48x1G 30W POE, 4x25G, 4x10G SFP+ switch, front to rear air, MACSec, AC (2), E License. CV-Lite, RB, 5Yr. | CCS-722XPM-48ZY8-F-UK | 14680
Arista | Arista 722XPM, 48x1G POE, 4x25G SFP switch, front to rear air, AC (2), FLX-L License. CV, RB, 5Yr. | CCS-750-LCVR | 18995
Arista | Arista 722XPM, 48x1G 30W POE, 4x25G, 4x10G SFP+ switch, front to rear air, MACSec, AC (2), C14 Power Cords | CCS-750-SCVR | 10595
Arista | Arista 722XPM, 48x1G 30W POE, 4x25G, 4x10G SFP+ switch, front to rear air, MACSec, AC (2), EU Power Cords | CCS-750-SUP100 | 10595
Arista | Arista 722XPM, 48x1G 30W POE, 4x25G, 4x10G SFP+ switch, front to rear air, MACSec, AC (2), JPN Power Cords | CCS-750-SUP25 | 10595
Arista | Arista 722XPM, 48x1G 30W POE, 4x25G, 4x10G SFP+ switch, front to rear air, MACSec, AC (2), NA Power Cords | CCS-750X-48TP-LC | 10595
Arista | Arista 722XPM, 48x1G 30W POE, 4x25G, 4x10G SFP+ switch, front to rear air, MACSec, AC (2), UK Power Cords | CCS-750X-48ZP-LC | 10595
Arista | Arista 722XPM, 48x1G 30W POE, 4x25G, 4x10G SFP+ switch, front to rear air, MACSec, AC | CCS-755-100-BND | 9445
Arista | Arista 722XPM, 48x1G 30W POE, 4x25G, 4x10G SFP+ switch, front to rear air, MACSec, AC, C14 Power Cord | CCS-755-100-BND-2 | 9445
Arista | Arista 722XPM, 48x1G 30W POE, 4x25G, 4x10G SFP+ switch, front to rear air, MACSec, AC, EU Power Cord | CCS-755-100-BND-RB-5E | 9445
Arista | Arista 722XPM, 48x1G 30W POE, 4x25G, 4x10G SFP+ switch, front to rear air, MACSec, AC, JPN Power Cord | CCS-755-25-BND | 9445
Arista | Arista 722XPM, 48x1G 30W POE, 4x25G, 4x10G SFP+ switch, front to rear air, MACSec, AC, NA Power Cord | CCS-755-25-BND-2 | 9445
Arista | Arista 722XPM, 48x1G 30W POE, 4x25G, 4x10G SFP+ switch, front to rear air, MACSec, AC, UK Power Cord | CCS-755-25-BND-RB-5E | 9445
Arista | Arista 722XPM, 48x2.5G 60W POE, 8x25G SFP28 switch, front to rear air, MACSec, Requires PSU/Fans | CCS-755-CH | 11130
Arista | Arista 722XPM, 48x2.5G 60W POE, 8x25G SFP28 switch, front to rear air, MACSec, AC | CCS-755-X3-SC | 13090
Arista | Arista 722XPM, 48x2.5G 60W POE, 8x25G SFP28 switch, front to rear air, MACSec, AC (2), E License. CV-Lite, RB, 3Yr. | CCS-758-100-BND | 17250
Arista | Arista 722XPM, 48x2.5G 60W POE, 8x25G SFP28 switch, front to rear air, MACSec, AC (2), FLX-L License. CV, RB, 3Yr. | CCS-758-100-BND-2 | 20295
Arista | Arista 722XPM, 48x2.5G 60W POE, 8x25G SFP28 switch, front to rear air, MACSec, AC (2), E License. CV-Lite, RB, 5Yr. | CCS-758-25-BND | 18010
Arista | Arista 722XPM, 48x2.5G 60W POE, 8x25G SFP28 switch, front to rear air, MACSec, AC (2), FLX-L License. CV, RB, 5Yr. | CCS-758-25-BND-2 | 22795
Arista | Arista 722XPM, 48x2.5G 60W POE, 8x25G SFP28 switch, front to rear air, MACSec, AC (2), C14 Power Cords | CCS-758-CH | 13745
Arista | Arista 722XPM, 48x2.5G 60W POE, 8x25G SFP28 switch, front to rear air, MACSec, AC (2), EU Power Cords | CCS-758-X3-SC | 13745
Arista | Arista 722XPM, 48x2.5G 60W POE, 8x25G SFP28 switch, front to rear air, MACSec, AC (2), JPN Power Cords | CFP2-200G-DCO-A | 13745
Arista | Arista 722XPM, 48x2.5G 60W POE, 8x25G SFP28 switch, front to rear air, MACSec, AC (2), NA Power Cords | CFPX-200G-DWDM | 13745
Arista | Arista 722XPM, 48x2.5G 60W POE, 8x25G SFP28 switch, front to rear air, MACSec, AC (2), UK Power Cords | CLIN-1-MGMT-7010T | 13745
Arista | Arista 722XPM, 48x2.5G 60W POE, 8x25G SFP28 switch, front to rear air, MACSec, AC | CLIN-1-MGMT-7010T-E | 12595
Arista | Arista 722XPM, 48x2.5G 60W POE, 8x25G SFP28 switch, front to rear air, MACSec, AC, C14 Power Cord | CLIN-1-SPARE-FAN | 12595
Arista | Arista 722XPM, 48x2.5G 60W POE, 8x25G SFP28 switch, front to rear air, MACSec, AC, EU Power Cord | CLIN-2-LEAF1-7060SX2 | 12595
Arista | Arista 722XPM, 48x2.5G 60W POE, 8x25G SFP28 switch, front to rear air, MACSec, AC, JPN Power Cord | CLIN-2-LEAF1-7060SX2# | 12595
Arista | Arista 722XPM, 48x2.5G 60W POE, 8x25G SFP28 switch, front to rear air, MACSec, AC, NA Power Cord | CLIN-2-LEAF1-7060SX2#-E | 12595
Arista | Arista 722XPM, 48x2.5G 60W POE, 8x25G SFP28 switch, front to rear air, MACSec, AC, UK Power Cord | CLIN-2-LEAF1-7060SX2#-L | 12595
Arista | Spare Blank Cover for 750 Series Linecard Slot | CLIN-2-LEAF1-7060SX2-E | 175
Arista | Spare Blank Cover for 750 Series Supervisor Slot | CLIN-2-LEAF1-7060SX2-L | 175
Arista | Arista 750 Series Supervisor module with QSFP100 (spare) | CLIN-2-SPARE-FAN | 13645
Arista | Arista 750 Series Supervisor module with SFP25 (spare) | CLIN-2-SPARE-PWR | 11545
Arista | Arista 750 Series 48 port 1G PoE (30W) linecard | CLIN-3-SPARE-FAN | 7345
Arista | Arista 750 Series 48 port mGig 1G/2.5G PoE (60W) linecard | CLIN-3-SPARE-PWR | 9745
Arista | Arista 755 Chassis bundle. Includes 750X 5-slot Chassis, 1 Switch Card, 1 Sup100 (Linecards and Power Supplies sold seperately) | CLIN-3-SPINE1-7060CX2 | 18595
Arista | Arista 755 Chassis bundle. Includes 750X 5-slot Chassis, 2 Switch Card, 2 Sup100 (Linecards and Power Supplies sold seperately) | CLIN-3-SPINE1-7060CX2# | 32995
Arista | Arista 755 System bundle. Includes 750X 5-slot System, 1 Switch Card,1 Sup100. EOS and E License, CV-Lite, RB 5Yr. (Linecards and Power Supplies sold separately) | CLIN-3-SPINE1-7060CX2#-E | 36890
Arista | Arista 755 Chassis bundle. Includes 750X 5-slot Chassis, 1 Switch Card, 1 Sup25 (Linecards and Power Supplies sold seperately) | CLIN-3-SPINE1-7060CX2#-L | 17395
Arista | Arista 755 Chassis bundle. Includes 750X 5-slot Chassis, 2 Switch Card, 2 Sup25 (Linecards and Power Supplies sold seperately) | CLIN-3-SPINE1-7060CX2-E | 30590
Arista | Arista 755 System bundle. Includes 750X 5-slot System, 1 Switch Card,1 Sup25. EOS and E License, CV-Lite, RB 5Yr. (Linecards and Power Supplies sold separately) | CLIN-3-SPINE1-7060CX2-L | 35690
Arista | Arista 750 Series 5 Slot Chassis, 2 Sup slots, 5 linecard slots, 8 PS slots | CLIN-4-LEAF1-7050SX2# | 8395
Arista | Arista 755 X3 Switch Card for CCS-755 Chassis, Fans Included | CLIN-4-LEAF1-7050SX2#-E | 11545
Arista | Arista 758 Chassis bundle. Includes 750X 8-slot Chassis, 1 Switch Card, 1 Sup100 (Linecards and Power Supplies sold seperately) | CLIN-4-LEAF1-7050SX2#-L | 21095
Arista | Arista 758 Chassis bundle. Includes 750X 8-slot Chassis, 2 Switch Card, 2 Sup200 (Linecards and Power Supplies sold seperately) | CLIN-4-LEAF2-7050SX2 | 36595
Arista | Arista 758 Chassis bundle. Includes 750X 8-slot Chassis, 1 Switch Card, 1 Sup25 (Linecards and Power Supplies sold seperately) | CLIN-4-LEAF2-7050SX2-E | 19895
Arista | Arista 758 Chassis bundle. Includes 750X 8-slot Chassis, 2 Switch Card, 2 Sup25 (Linecards and Power Supplies sold seperately) | CLIN-4-LEAF2-7050SX2-L | 34195
Arista | Arista 750 Series 8 Slot Chassis, 2 Sup slots, 8 linecard slots, 10 PS slots | CLIN-4-SPARE-FAN | 9445
Arista | Arista 758 X3 Switch Card for CCS-758 Chassis, Fans Included | CLIN-4-SPARE-PWR | 13645
Arista | 100G/200G Digital Coherent Tunable CFP2, DP-QPSK, 8QAM and 16QAM modulation | C-Q200-2Q100-1M | 89995
Arista | 100G/200G Coherent Tunable CFP2, Linear Interface, DP-QPSK, 8QAM and 16QAM modulation with Gridless tuning and Nyquist Shaping | C-Q200-2Q100-2M | 74995
Arista | Arista 7010T 48x RJ45 (100/1000) 4 x SFP+ (1/10GbE) switch front to rear air 2x; 96 months A-Care Software & NBD Hardware Replacement/Same Day Ship for 7010T-48 | C-Q200-2Q100-3M | 11259
Arista | Arista 7010T 48x RJ45 (100/1000) 4 x SFP+ (1/10GbE) switch front to rear air 2x; 96 months A-Care Software & NBD Hardware Replacement/Same Day Ship for 7010T-48; Enhanced License for Arista 7048T-4S and 7048T-A 48-port Gigabit Ethernet Switch | C-Q200-Q200-1M | 14853
Arista | Spare fan module for Arista 7010 switches (reversible airflow) | C-Q200-Q200-2M | 100
Arista | Arista 7060X2, 48x25GbE SFP & 6x100GbE QSFP switch, front-to-rear air, 2xAC, 2xC13-C14 cords; 96 months A-Care Software & NBD Hardware Replacement/Same Day Ship for 7060SX2-48YC6; | C-Q200-Q200-3M | 39355
Arista | Arista 7060X2, 48x25GbE SFP & 6x100GbE QSFP switch, configurable fans and psu; 96 months A-Care Software & NBD Hardware Replacement/Same Day Ship for 7060SX2-48YC6; | CS-7010T-B | 37655
Arista | Arista 7060X2, 48x25GbE SFP & 6x100GbE QSFP switch, configurable fans and psu; 96 months A-Care Software & NBD Hardware Replacement/Same Day Ship for 7060SX2-48YC6; Enhanced L3 License for Arista Fixed switches 40-128 port 10G (BGP OSPF ISIS PIM | CS-7010T-E | 45569
Arista | Arista 7060X2, 48x25GbE SFP & 6x100GbE QSFP switch, configurable fans and psu; 96 months A-Care Software & NBD Hardware Replacement/Same Day Ship for 7060SX2-48YC6; FLX-Lite License for Arista Fixed switches Group 2 - Full Routing Up to 256K Routes, EVPN | CS-7010T-FAN | 48150
Arista | Arista 7060X2, 48x25GbE SFP & 6x100GbE QSFP switch, front-to-rear air, 2xAC, 2xC13-C14 cords; 96 months A-Care Software & NBD Hardware Replacement/Same Day Ship for 7060SX2-48YC6; Enhanced L3 License for Arista Fixed switches 40-128 port 10G (BGP OSPF IS | CS-7050SX2-72Q-B | 47269
Arista | Arista 7060X2, 48x25GbE SFP & 6x100GbE QSFP switch, front-to-rear air, 2xAC, 2xC13-C14 cords; 96 months A-Care Software & NBD Hardware Replacement/Same Day Ship for 7060SX2-48YC6; FLX-Lite License for Arista Fixed switches Group 2 - Full Routing Up to 25 | CS-7050SX2-72Q-Base-B | 49850
Arista | Spare fan module for Arista 71507124SX(FX) 7050 & 7048-A switches (front-to-rear) | CS-7050SX2-72Q-Base-E | 100
Arista | Spare 500 Watt AC power supply for Arista 7050X and 7280 Switches (front-to-rear airflow) | CS-7050SX2-72Q-Base-L | 650
Arista | Spare fan module for Arista 71507124SX(FX) 7050 & 7048-A switches (front-to-rear) | CS-7050SX2-72Q-E | 100
Arista | Spare 500 Watt AC power supply for Arista 7050X and 7280 Switches (front-to-rear airflow) | CS-7050SX2-72Q-L | 650
Arista | Arista 7060CX2, 32x100GbE QSFP & 2xSFP+ switch, front-to-rear air, 2xAC, 2xC13-C14 cords; 96 months A-Care Software & NBD Hardware Replacement/Same Day Ship for 7060CX2-32S; Enhanced L3 License for Arista Fixed switches 40-128 port 10G (BGP OSPF ISIS PIM | CS-7060CX2-32S-B | 49195
Arista | Arista 7060X2, 32x100GbE QSFP & 2xSFP+ switch, configurable fans and psu, 2 x C13-C14 cords; 96 months A-Care Software & NBD Hardware Replacement/Same Day Ship for 7060CX2-32S; Enhanced L3 License for Arista Fixed switches 40-128 port 10G (BGP OSPF ISIS | CS-7060CX2-32S-Base-B | 47495
Arista | Arista 7060X2, 32x100GbE QSFP & 2xSFP+ switch, configurable fans and psu, 2 x C13-C14 cords; 96 months A-Care Software & NBD Hardware Replacement/Same Day Ship for 7060CX2-32S; Enhanced L3 License for Arista Fixed switches 40-128 port 10G (BGP OSPF ISIS | CS-7060CX2-32S-Base-E | 55409
Arista | Arista 7060X2, 32x100GbE QSFP & 2xSFP+ switch, configurable fans and psu, 2 x C13-C14 cords; 96 months A-Care Software & NBD Hardware Replacement/Same Day Ship for 7060CX2-32S; FLX-Lite License for Arista Fixed switches Group 2 - Full Routing Up to 256K | CS-7060CX2-32S-Base-L | 57990
Arista | Arista 7060X2, 32x100GbE QSFP & 2xSFP+ switch, front-to-rear air, 2xAC, 2xC13-C14 cords; 96 months A-Care Software & NBD Hardware Replacement/Same Day Ship for 7060CX2-32S; Enhanced L3 License for Arista Fixed switches 40-128 port 10G (BGP OSPF ISIS PIM | CS-7060CX2-32S-E | 57109
Arista | Arista 7060X2, 32x100GbE QSFP & 2xSFP+ switch, front-to-rear air, 2xAC, 2xC13-C14 cords; 96 months A-Care Software & NBD Hardware Replacement/Same Day Ship for 7060CX2-32S; FLX-Lite License for Arista Fixed switches Group 2 - Full Routing Up to 256K Rout | CS-7060CX2-32S-L | 59690
Arista | Arista 7050X2, 48x10GbE (SFP+) & 6x40GbE QSFP+ switch, no fans, no psu, 2 x C13-C14 cords; 96 months A-Care Software & NBD Hardware Replacement/Same Day Ship for 7050SX2-72Q | CS-7060SX2-48YC6-B | 35215
Arista | Arista 7050X2, 48x10GbE (SFP+) & 6x40GbE QSFP+ switch, no fans, no psu, 2 x C13-C14 cords; 96 months A-Care Software & NBD Hardware Replacement/Same Day Ship for 7050SX2-72Q; Enhanced L3 License for Arista Fixed switches 40-128 port 10G (BGP OSPF ISIS PI | CS-7060SX2-48YC6-Base-B | 43129
Arista | Arista 7050X2, 48x10GbE (SFP+) & 6x40GbE QSFP+ switch, no fans, no psu, 2 x C13-C14 cords; 96 months A-Care Software & NBD Hardware Replacement/Same Day Ship for 7050SX2-72Q; FLX-Lite License for Arista Fixed switches Group 2 - Full Routing Up to 256K Ro | CS-7060SX2-48YC6-Base-E | 45710
Arista | Arista 7050X2, 48x10GbE (SFP+), 6x40GbE QSFP+ switch, front-to-rear air, 2xAC, 2xC13-C14 cords; 96 months A-Care Software & NBD Hardware Replacement/Same Day Ship for 7050SX2-72Q; | CS-7060SX2-48YC6-Base-L | 36915
Arista | Arista 7050X2, 48x10GbE (SFP+), 6x40GbE QSFP+ switch, front-to-rear air, 2xAC, 2xC13-C14 cords; 96 months A-Care Software & NBD Hardware Replacement/Same Day Ship for 7050SX2-72Q; Enhanced L3 License for Arista Fixed switches 40-128 port 10G (BGP OSPF IS | CS-7060SX2-48YC6-E | 44829
Arista | Arista 7050X2, 48x10GbE (SFP+), 6x40GbE QSFP+ switch, front-to-rear air, 2xAC, 2xC13-C14 cords; 96 months A-Care Software & NBD Hardware Replacement/Same Day Ship for 7050SX2-72Q; FLX-Lite License for Arista Fixed switches Group 2 - Full Routing Up to 25 | CS-7060SX2-48YC6-L | 47410
Arista | Spare high speed fan module for Arista 7280R 1RU switches (front to rear airflow) | CS-CAB-Q-Q-100G-0.5 | 100
Arista | Spare 500 Watt AC power supply for Arista 7050X and 7280 Switches (front-to-rear airflow) | CS-CAB-Q-Q-100G-1M | 650
Arista | 200GBASE-CR4 QSFP to 2 x 100GBASE-CR2 QSFP Twinax Copper Cable, 1M | CS-CAB-Q-Q-100G-2M | 595
Arista | 200GBASE-CR4 QSFP to 2 x 100GBASE-CR2 QSFP Twinax Copper Cable, 2M | CS-CAB-Q-Q-100G-3M | 695
Arista | 200GBASE-CR4 QSFP to 2 x 100GBASE-CR2 QSFP Twinax Copper Cable, 3M | CS-CAB-Q-Q-100G-5M | 995
Arista | 200GbE QSFP200 to QSFP200 twinax copper cable, 1M | CS-CAB-SFP-SFP-1M | 495
Arista | 200GbE QSFP200 to QSFP200 twinax copper cable, 2M | CS-CAB-SFP-SFP-2M | 595
Arista | 200GbE QSFP200 to QSFP200 twinax copper cable, 3M | CS-CAB-SFP-SFP-3M | 695
Arista | Complete Switch w/ Support and Base Lic Arista PN: DCS-7010T-48-F Arista 7010T, 48x RJ45 (10/100/1000), 4 x SFP+ (1/10GbE) switch, Front to Rear air (Reversible Fans), 2x AC (Redundant AC PS), Base Lic. 96 Months SW & NBD HW. | CS-CAB-SFP-SFP-5M | 11259
Arista | Complete Switch w/ Support and Enhanced Lic; DCS-7010T-48-F; Arista 7010T, 48x RJ45 (10/100/1000), 4 x SFP+ (1/10GbE) switch, Front to Rear air (Reversible Fans), 2x AC (Redundant AC PS). 96 Months SW & NBD HW and Enhanced Lic. | CS-CAB-S-S-25G-1M | 14853
Arista | FAN-7010, Spare fan module for Arista 7010 switches (Reversible) | CS-CAB-S-S-25G-2M | 100
Arista | Complete Switch w/ Support and Base Lic; DCS-7050SX2-72Q-F Arista 7050X2, 48x10GbE (SFP+) & 6x40GbE QSFP+, Front-to-rear air (Redundant Fans), 2xAC (Dual AC Power Supplies), 2xC13-C14 cords, Base Lic; bundle adds: 96 Months SW & NBD HW. | CS-CAB-S-S-25G-3M | 36915
Arista | Switch Only w/ Support and Base Lic DCS-7050SX2-72Q# Arista 7050X2, 48x10GbE (SFP+) & 6x40GbE QSFP+ switch, no fans, no power supplies, 2 x C13-C14 cords, Base Lic; bundle adds: 96 Months SW & NBD HW. | CS-CAB-S-S-25G-5M | 35215
Arista | Switch Only w/ Support and Enhanced Lic DCS-7050SX2-72Q# Arista 7050X2, 48x10GbE (SFP+) & 6x40GbE QSFP+ switch, no fans, no power supplies, 2 x C13-C14 cords; bundle adds: 96 Months SW & NBD HW and Enhanced Lic. | CS-QSFP-100G-CWDM4 | 43129
Arista | Switch Only w/ Support and FLX-Lite Lic DCS-7050SX2-72Q# Arista 7050X2, 48x10GbE (SFP+) & 6x40GbE QSFP+ switch, no fans, no power supplies, 2 x C13-C14 cords. This bundle adds: 96 Months SW & NBD HW and FLX-Lite Lic. | CS-QSFP-100G-LR4 | 45710
Arista | Complete Switch w/ Support and Enhanced Lic DCS-7050SX2-72Q-F Arista 7050X2, 48x10GbE (SFP+) & 6x40GbE QSFP+, Front-to-rear air (Redundant Fans), 2xAC (Dual AC Power Supplies), 2xC13-C14 cords; bundle adds: 96 Months SW & NBD HW and Enhanced Lic. | CS-QSFP-40G-LR4 | 44829
Arista | Complete Switch w/ Support and FLX-Lite Lic. DCS-7050SX2-72Q-F Arista 7050X2, 48x10GbE (SFP+) & 6x40GbE QSFP+, Front-to-rear air (Redundant Fans), 2xAC (Dual AC Power Supplies), 2xC13-C14 cords; bundle adds: 96 Months SW & NBD HW and FLX-Lite Lic. | CS-SFP-10G-LR | 47410
Arista | Complete Switch w/ Support and Base Lic DCS-7060CX2-32S-F Arista 7060X2, 32x100GbE QSFP & 2xSFP+ switch, Front-to-rear air (Redundant Fans), 2xAC (Dual AC Power Supplies), 2xC13-C14 cords, Base Lic; bundle adds: 96 Months SW & NBD HW. | CS-SFP-10G-LRL | 49195
Arista | Switch Only (no fans, no power supplies); Arista PN: DCS-7060CX2-32S#; Base Lic.; bundle adds: 96 Months SW & NBD HW. | CS-SFP-10G-SR | 47495
Arista | Switch Only (no fans, no power supplies); Arista PN: DCS-7060CX2-32S#; bundle adds: 96 Months SW & NBD HW and Enhanced Lic. | CS-SFP-10G-SRL | 55409
Arista | Switch Only (no fans, no power supplies); Arista PN: DCS-7060CX2-32S#; bundle adds: 96 Months SW & NBD HW and FLX-Lite Lic. | CS-SFP-1G-LX | 57990
Arista | Complete Switch w/ Support and Enhanced Lic DCS-7060CX2-32S-F Arista 7060X2, 32x100GbE QSFP & 2xSFP+ switch, Front-to-rear air (Redundant Fans), 2xAC (Dual AC Power Supplies), 2xC13-C14 cords; bundle adds: 96 Months SW & NBD HW and Enhanced Lic. | CS-SFP-1G-SX | 57109
Arista | Complete Switch w/ Support and FLX-Lite Lic DCS-7060CX2-32S-F Arista 7060X2, 32x100GbE QSFP & 2xSFP+ switch, Front-to-rear air (Redundant Fans), 2xAC (Dual AC Power Supplies), 2xC13-C14 cords; Bundle adds: 96 Months SW & NBD HW and FLX-Lite Lic. | CS-SFP-1G-T | 59690
Arista | Complete Switch w/ Support and Base Lic DCS-7060SX2-48YC6-F; Arista 7060X2, 48x25GbE SFP & 6x100GbE QSFP switch, Front-to-rear air (Redundant Fans) 2xAC (Dual AC Power Supplies), 2xC13-C14 cords Base Lic 96 Months SW & NBD HW. | CS-SFP-25G-LR | 39355
Arista | Switch Only (no fans, no power supplies) w/ Support and Base Lic; Arista PN: DCS-7060SX2-48YC6# w/ Base Lic.; bundle adds: 96 Months SW & NBD HW. | DCA-200-CV | 37655
Arista | Switch Only (no fans, no power supplies) w/ Support and Enh Lic; Arista PN: DCS-7060SX2-48YC6#; bundle adds: 96 Months SW & NBD HW and Enhanced Lic. | DCA-200-VEOS | 45569
Arista | Switch Only (no fans, no power supplies) w/ Support and FLX-L Lic; Arista PN: DCS-7060SX2-48YC6#; bundle adds: 96 Months SW & NBD HW and FLX-Lite Lic. | DCA-250-CV | 48150
Arista | Complete Switch w/ Support and Enhanced Lic DCS-7060SX2-48YC6-F Arista 7060X2, 48x25GbE SFP & 6x100GbE QSFP switch, Front-to-rear air (Redundant Fans), 2xAC (Dual AC Power Supplies), 2xC13-C14 cords. 96 Months SW & NBD HW and Enhanced Lic. | DCA-CC-CDL | 47269
Arista | Complete Switch w/ Support and FLX-Lite Lic DCS-7060SX2-48YC6-F; Arista 7060X2, 48x25GbE SFP & 6x100GbE QSFP switch, Front-to-rear air (Redundant Fans), 2xAC (Dual AC Power Supplies), 2xC13-C14 cords. 96 Months SW & NBD HW and FLX-Lite Lic. | DCA-DM-AA2 | 49850
Arista | 100GbE QSFP100 to QSFP100 twinax copper cable, 0.5M | DCA-DM-AA3 | 295
Arista | 100GbE QSFP to QSFP twinax copper cable, 1M | DCA-DM-CDL | 395
Arista | 100GbE QSFP to QSFP twinax copper cable, 2M | DCA-DM-RA3 | 445
Arista | 100GbE QSFP to QSFP twinax copper cable, 3M | DCA-DM-SC | 495
Arista | 100GbE QSFP to QSFP twinax copper cable, 5M | DCA-DM-SDL | 595
Arista | 10GBASE-CR twinax copper cable with SFP+ connectors on both ends (1m) | DCA-DM-SEL | 95
Arista | 10GBASE-CR twinax copper cable with SFP+ connectors on both ends (2m) | DCA-NDR-A5 | 110
Arista | 10GBASE-CR twinax copper cable with SFP+ connectors on both ends (3m) | DCA-NDR-NB10 | 127
Arista | 10GBASE-CR twinax copper cable with SFP+ connectors on both ends (5m) | DCA-NDR-S1 | 158
Arista | 25GbE SFP25 to SFP25 twinax copper cable, 1M | DCA-NDR-S5 | 165
Arista | 25GbE SFP25 to SFP25 twinax copper cable, 2M | DCS-7010T-48-DC-F | 195
Arista | 25GbE SFP25 to SFP25 twinax copper cable, 3M | DCS-7010T-48-DC-R | 240
Arista | 25GbE SFP25 to SFP25 twinax copper cable, 5M | DCS-7010T-48-F | 385
Arista | 100GBASE-CWDM4 QSFP100 | DCS-7010T-48-R | 11995
Arista | 100GBASE-LR4 QSFP Optics Module | DCS-7010TX-48-DC-F | 19995
Arista | 40GBASE-LR4 QSFP+ transceiver | DCS-7010TX-48-DC-R | 5495
Arista | 10GBASE-LR SFP+ (Long Reach) | DCS-7010TX-48-F | 499
Arista | 10GBASE-LRL SFP+ (Long Reach Lite) | DCS-7010TX-48-R | 349
Arista | 10GBASE-SR SFP+ (Short Reach) | DCS-7020SR-24C2# | 199
Arista | 10GBASE-SRL SFP+ (Short Reach Lite) | DCS-7020SR-24C2-F | 179
Arista | 1000BASE-LX SFP (Long Haul) | DCS-7020SR-24C2-R | 249
Arista | 1000BASE-SX SFP (Short Haul) | DCS-7020SR-32C2# | 169
Arista | 1000BASE-T SFP (RJ-45 Copper) | DCS-7020SR-32C2-F | 179
Arista | 25GBASE-LR SFP25 transceiver | DCS-7020SR-32C2-R | 1595
Arista | 1 unit CloudVision Physical Appliance, Model 200 (Includes CVX, CVP, MWM Server). No device licenses. | DCS-7020SRG-24C2# | 49995
Arista | 1 unit vEOS Physical Appliance, Model 200. vEOS subscription license not included. | DCS-7020SRG-24C2-F | 49995
Arista | 1 unit CloudVision Physical Appliance, Model 250 (Incl CVX, CVP, MWM Server). No device licenses. | DCS-7020SRG-24C2-R | 49995
Arista | Arista CCF: Controller Appliance HWDL perpetual, requires A-Care support | DCS-7020TR-48# | 26399
Arista | Arista DMF: Analytics Node HWA2 perpetual; requires A-Care support | DCS-7020TR-48-F | 110000
Arista | Arista DMF: Analytics Node HWA3 perpetual; requires A-Care support | DCS-7020TR-48-R | 110000
Arista | Arista DMF: Controller Appliance HWDL perpetual, requires A-Care support | DCS-7050CX3-32S# | 26395
Arista | Arista DMF: Recorder Node HWA3 perpetual; requires A-Care support | DCS-7050CX3-32S-D# | 217800
Arista | Arista DMF: 4-Port 10G SFP+ Service Node HWC perpetual; requires A-Care support | DCS-7050CX3-32S-D-F | 44000
Arista | Arista DMF: 16-Port 10G SFP+ Service Node HWDL perpetual; requires A-Care support | DCS-7050CX3-32S-D-R | 121000
Arista | Arista DMF: 16-Port 25G SFP+ Service Node HWEL perpetual; requires A-Care support | DCS-7050CX3-32S-F | 181995
Arista | ASP All-In-One Physical Appliance, up to 5Gb/sec BW, requires HW support. No license | DCS-7050CX3-32S-F-DM3Y | 52500
Arista | ASP Nucleus Physical Appliance, up to 5Gb/sec BW, requires HW support. No license | DCS-7050CX3-32S-F-DM5Y | 52500
Arista | ASP Sensor Physical Appliance, up to 1Gb/sec BW, requires HW support. No license | DCS-7050CX3-32S-R | 21500
Arista | ASP Sensor Physical Appliance, up to 5Gb/sec BW, requires HW support. No license | DCS-7050CX3M-32S# | 32000
Arista | Arista 7010T, 48x 10/100/1000 RJ45 & 4 x SFP+ (1/10GbE) switch, front to rear air, 2xDC PSU | DCS-7050CX3M-32S-F | 8995
Arista | Arista 7010T, 48x 10/100/1000 RJ45 & 4 x SFP+ (1/10GbE) switch, rear to front air, 2xDC PSU | DCS-7050CX3M-32S-R | 8995
Arista | Arista 7010T, 48x RJ45 (100/1000), 4 x SFP+ (1/10GbE) switch, front to rear air, 2x AC, 2xC13-C14 cords | DCS-7050QX2-32S# | 7995
Arista | Arista 7010T, 48x RJ45 (100/1000), 4 x SFP+ (1/10GbE) switch, rear to front air, 2x AC, 2xC13-C14 cords | DCS-7050QX2-32S-F | 7995
Arista | Arista 7010TX, 48x 10/100/1000 RJ45 & 4 x 25G SFP (1/10/25GbE) switch, front to rear air, 2xDC | DCS-7050QX2-32S-R | 7345
Arista | Arista 7010TX, 48x 10/100/1000 RJ45 & 4 x 25G SFP (1/10/25GbE) switch, rear to front air, 2xDC | DCS-7050QX-32S# | 7345
Arista | Arista 7010TX, 48x 10/100/1000 RJ45 & 4 x 25G SFP (1/10/25GbE) switch, front to rear air, 2xAC | DCS-7050QX-32S-D# | 6820
Arista | Arista 7010TX, 48x 10/100/1000 RJ45 & 4 x 25G SFP (1/10/25GbE) switch, rear to front air, 2xAC | DCS-7050QX-32S-F | 6820
Arista | Arista 7020SR, 24x10GbE (SFP+) and 2 x 100GbE switch, configurable fans & psu, 2xC13-C14 cords | DCS-7050QX-32S-F-DC | 11295
Arista | Arista 7020SR, 24x10GbE (SFP+) and 2 x 100GbE switch, front-to-rear air, 2xAC, 2xC13-C14 cords | DCS-7050QX-32S-HW-F | 12995
Arista | Arista 7020SR, 24x10GbE (SFP+) and 2 x 100GbE switch, rear-to-front air, 2xAC, 2xC13-C14 cords | DCS-7050QX-32S-HW-R | 12995
Arista | Arista 7020SR, 32x10GbE (SFP+) and 2 x 100GbE switch, configurable fans & psu, 2xC13-C14 cords | DCS-7050QX-32S-R | 16705
Arista | Arista 7020SR, 32x10GbE (SFP+) and 2 x 100GbE switch, front-to-rear air, 2xAC, 2xC13-C14 cords | DCS-7050QX-32S-R-DC | 17995
Arista | Arista 7020SR, 32x10GbE (SFP+) and 2 x 100GbE switch, rear-to-front air, 2xAC, 2xC13-C14 cords | DCS-7050SX2-128# | 17995
Arista | Arista 7020SR, 24x10GbE (SFP+) and 2 x 100GbE switch with IPSec, configurable fans & psu, 2xC13-C14 cords | DCS-7050SX2-128-F | 18395
Arista | Arista 7020SR, 24x10GbE (SFP+) and 2 x 100GbE switch with IPSec, front-to-rear air, 2xAC, 2xC13-C14 cords | DCS-7050SX2-128-R | 19995
Arista | Arista 7020SR, 24x10GbE (SFP+) and 2 x 100GbE switch with IPSec, rear-to-front air, 2xAC, 2xC13-C14 cords | DCS-7050SX2-72Q# | 19995
Arista | Arista 7020R switch 48xRJ45 (100/1000), 6xSFP+(1/10GbE), configurable fans and PSU | DCS-7050SX2-72Q-F | 10295
Arista | Arista 7020R switch 48xRJ45 (100/1000), 6xSFP+(1/10GbE), front-to-rear fans, 2xAC, 2xC13-C14 cords | DCS-7050SX2-72Q-R | 11995
Arista | Arista 7020R switch 48xRJ45 (100/1000), 6xSFP+(1/10GbE), rear-to-front fans, 2xAC, 2xC13-C14 cords | DCS-7050SX3-48C8# | 12955
Arista | Arista 7050X3, 32x100GbE QSFP+ & 2xSFP+ switch, configurable fans and psu, 2 x C13-C14 cords | DCS-7050SX3-48C8-F | 28295
Arista | Arista 7050X3, 32x100GbE QSFP+ & 2xSFP+ switch, expn memory, SSD, configurable fans and psu, 2 x C13-C14 cords | DCS-7050SX3-48C8-R | 29295
Arista | Arista 7050X3, 32x100GbE QSFP+ & 2xSFP+ switch, expn memory, SSD, front-to-rear air, 2xAC | DCS-7050SX3-48YC12# | 30995
Arista | Arista 7050X3, 32x100GbE QSFP+ & 2xSFP+ switch, expn memory, SSD, rear-to-front air, 2xAC | DCS-7050SX3-48YC12-F | 30995
Arista | Arista 7050X3, 32x100GbE QSFP+ & 2xSFP+ switch, front-to-rear air, 2xAC, 2xC13-C14 cords | DCS-7050SX3-48YC8# | 31495
Arista | Arista 7050CX3-32S-F switch + 1 DMF switch SW (max 3200G BW) lic. 3Y sub. | DCS-7050SX3-48YC8-DC-F | 96019
Arista | Arista 7050CX3-32S-F switch + 1 DMF switch SW (max 3200G BW) lic. 5Y sub. | DCS-7050SX3-48YC8-DC-R | 140035
Arista | Arista 7050X3, 32x100GbE QSFP+ & 2xSFP+ switch, rear-to-front air, 2xAC, 2xC13-C14 cords | DCS-7050SX3-48YC8-F | 29995
Arista | Arista 7050X3, 32x100GbE QSFP+ & 2xSFP+ switch, MACsec, configurable fans and psu, 2 x C13-C14 cords | DCS-7050SX3-48YC8-F-DM3Y | 36295
Arista | Arista 7050X3, 32x100GbE QSFP+ & 2xSFP+ switch, MACsec, front-to-rear air, 2xAC, 2xC13-C14 cords | DCS-7050SX3-48YC8-F-DM5Y | 37995
Arista | Arista 7050X3, 32x100GbE QSFP+ & 2xSFP+ switch, MACsec, rear-to-front air, 2xAC, 2xC13-C14 cords | DCS-7050SX3-48YC8-R | 37995
Arista | Arista 7050X2, 32x40GbE QSFP+ & 4xSFP+ switch, configurable fans and psu, 2 x C13-C14 cords | DCS-7050SX3-96YC8# | 28315
Arista | Arista 7050X2, 32x40GbE QSFP+ & 4xSFP+ switch, front-to-rear air, 2xAC, 2xC13-C14 cords | DCS-7050SX3-96YC8-# | 29995
Arista | Arista 7050X2, 32x40GbE QSFP+ & 4xSFP+ switch, rear-to-front air, 2xAC, 2xC13-C14 cords | DCS-7050SX3-96YC8-F | 29995
Arista | Arista 7050X, 32xQSFP+ & 4xSFP+ switch, no fans, no psu (requires fans and psu) | DCS-7050SX3-96YC8-R | 28315
Arista | Arista 7050X, 32xQSFP+ & 4xSFP+ switch, SSD, no fans, no psu (requires fans and psu) | DCS-7050SX-64# | 31915
Arista | Arista 7050X, 32xQSFP+ & 4xSFP+ switch, front-to-rear airflow and dual 460W AC power supplies | DCS-7050SX-64-D# | 29995
Arista | Arista 7050X, 32xQSFP+ & 4xSFP+ switch, front-to-rear airflow and dual DC power supplies | DCS-7050SX-64-F | 31095
Arista | Arista 7050X, 32xQSFP+ & 4xSFP+ switch, front-to-rear air, 2xAC (HW Only w/ 3yr ACare NBD). Requires EaaS | DCS-7050SX-64-F-DC | 19995
Arista | Arista 7050X, 32xQSFP+ & 4xSFP+ switch, rear-to-front air, 2xAC (HW Only w/ 3yr ACare NBD). Requires EaaS | DCS-7050SX-64-HW-F | 19995
Arista | Arista 7050X, 32xQSFP+ & 4xSFP+ switch, rear-to-front airflow and dual 460W AC power supplies | DCS-7050SX-64-HW-R | 29995
Arista | Arista 7050X, 32xQSFP+ & 4xSFP+ switch, rear-to-front airflow and dual DC power supplies | DCS-7050SX-64-R | 31095
Arista | Arista 7050X2, 96x10GbE (SFP+) & 8xQSFP+ switch, no fans, no psu, 2 x C13-C14 cords | DCS-7050SX-72Q# | 38095
Arista | Arista 7050X2, 96x10GbE (SFP+) & 8xQSFP+ switch, front-to-rear air, 2xAC, 2xC13-C14 cords | DCS-7050SX-72Q-F | 39995
Arista | Arista 7050X2, 96x10GbE (SFP+) & 8xQSFP+ switch, rear-to-front air, 2xAC, 2xC13-C14 cords | DCS-7050SX-72Q-R | 39995
Arista | Arista 7050X2, 48x10GbE (SFP+) & 6x40GbE QSFP+ switch, no fans, no psu, 2 x C13-C14 cords | DCS-7050TX2-128# | 21295
Arista | Arista 7050X2, 48x10GbE (SFP+) & 6x40GbE QSFP+ switch, front-to-rear air, 2xAC, 2xC13-C14 cords | DCS-7050TX2-128-F | 22995
Arista | Arista 7050X2, 48x10GbE (SFP+) & 6x40GbE QSFP+ switch, rear-to-front air, 2xAC, 2xC13-C14 cords | DCS-7050TX2-128-R | 22995
Arista | Arista 7050X3, 48x10GbE SFP & 8x100GbE QSFP switch, configurable fans and psu | DCS-7050TX3-48C8# | 17295
Arista | Arista 7050X3, 48x10GbE SFP & 8x100GbE QSFP switch, front-to-rear air, 2xAC | DCS-7050TX3-48C8-F | 18995
Arista | Arista 7050X3, 48x10GbE SFP & 8x100GbE QSFP switch, rear-to-front air, 2xAC | DCS-7050TX3-48C8-R | 18995
Arista | Arista 7050X3, 48x25GbE SFP & 12x100GbE QSFP switch, configurable fans and psu 2xC13-C14 cords | DCS-7050TX-48# | 28295
Arista | Arista 7050X3, 48x25GbE SFP & 12x100GbE QSFP switch, front-to-rear air, 2xAC, 2xC13-C14 cords | DCS-7050TX-48-D# | 29995
Arista | Arista 7050X3, 48x25GbE SFP & 8x100GbE QSFP switch, configurable fans and psu 2xC13-C14 cords | DCS-7050TX-48-F | 21295
Arista | Arista 7050X3, 48x25GbE SFP & 8x100GbE QSFP switch, front-to-rear air, 2xDC | DCS-7050TX-48-HW-F | 23485
Arista | Arista 7050X3, 48x25GbE SFP & 8x100GbE QSFP switch, rear-to-front air, 2xDC | DCS-7050TX-48-HW-R | 23485
Arista | Arista 7050X3, 48x25GbE SFP & 8x100GbE QSFP switch, front-to-rear air, 2xAC, 2xC13-C14 cords | DCS-7050TX-48-R | 22995
Arista | Arista 7050SX3-48YC8-F switch + 1 DMF switch SW (max 2000G BW) lic. 3Y sub. | DCS-7050TX-64# | 56007
Arista | Arista 7050SX3-48YC8-F switch + 1 DMF switch SW (max 2000G BW) lic. 5Y sub. | DCS-7050TX-64-D# | 78015
Arista | Arista 7050X3, 48x25GbE SFP & 8x100GbE QSFP switch, rear-to-front air, 2xAC, 2xC13-C14 cords | DCS-7050TX-64-F | 24145
Arista | Arista 7050X3, 96x25GbE SFP & 8x100GbE QSFP switch, configurable fans and psu | DCS-7050TX-64-HW-F | 35846
Arista | Arista 7050X3, 96x25GbE SFP & 8x100GbE QSFP switch, configurable fans and psu | DCS-7050TX-64-HW-R | 32005
Arista | Arista 7050X3, 96x25GbE SFP & 8x100GbE QSFP switch, front-to-rear air, 2xAC | DCS-7050TX-64-R | 34995
Arista | Arista 7050X3, 96x25GbE SFP & 8x100GbE QSFP switch, rear-to-front air, 2xAC | DCS-7050TX-72Q# | 34995
Arista | Arista 7050X, 48x10GbE (SFP+) & 4xQSFP+ switch, 2xC13-C14 cords. Requires 2 PSU & 4 fans sold separately | DCS-7050TX-72Q-F | 23407
Arista | Arista 7050X, 48x10GbE (SFP+) & 4xQSFP+ switch, SSD, 2xC13-C14 cords. Requires 2 PSU & 4 fans sold separately | DCS-7050TX-72Q-R | 26407
Arista | Arista 7050X, 48x10GbE (SFP+) & 4xQSFP+ switch, front-to-rear air, 2xAC, 2xC13-C14 cords | DCS-7060CX2-32S# | 24995
Arista | Arista 7050X, 48x10GbE (SFP+) & 4xQSFP+ switch, front-to-rear air, 2xDC | DCS-7060CX2-32S-F | 26095
Arista | Arista 7050X, 48x10GbE (SFP+) & 4xQSFP+ switch, front-to-rear air, 2xAC (HW Only w/ 3yr ACare NBD). Requires EaaS | DCS-7060CX2-32S-R | 14995
Arista | Arista 7050X, 48x10GbE (SFP+) & 4xQSFP+ switch, rear-to-front air, 2xAC (HW Only w/ 3yr ACare NBD). Requires EaaS | DCS-7060CX-32S# | 14995
Arista | Arista 7050X, 48x10GbE (SFP+) & 4xQSFP+ switch, rear-to-front air, 2xAC, 2xC13-C14 cords | DCS-7060CX-32S-F | 24995
Arista | Arista 7050X, 48x10GbE (SFP+) & 6x40GbE QSFP+ switch, no fans, no psu, 2 x C13-C14 cords | DCS-7060CX-32S-R | 21295
Arista | Arista 7050X, 48x10GbE (SFP+) & 6x40GbE QSFP+ switch, front-to-rear air, 2xAC, 2xC13-C14 cords | DCS-7060DX4-32# | 22995
Arista | Arista 7050X, 48x10GbE (SFP+) & 6x40GbE QSFP+ switch, rear-to-front air, 2xAC, 2xC13-C14 cords | DCS-7060DX4-32-D# | 22995
Arista | Arista 7050X2, 96xRJ45 (1/10GBASE-T) & 8xQSFP+ switch, no fans, no psu, 2 x C13-C14 cords | DCS-7060DX4-32-D-F | 32955
Arista | Arista 7050X2, 96xRJ45 (1/10GBASE-T) & 8xQSFP+ switch, front-to-rear air, 2xAC, 2xC13-C14 cords | DCS-7060DX4-32-F | 34995
Arista | Arista 7050X2, 96xRJ45 (1/10GBASE-T) & 8xQSFP+ switch, rear-to-front air, 2xAC, 2xC13-C14 cords | DCS-7060PX4-32# | 34995
Arista | Arista 7050X3, 48x10GBaseT & 8x100GbE QSFP switch, configurable fans and psu | DCS-7060PX4-32-F | 23295
Arista | Arista 7050X3, 48x10GBaseT & 8x100GbE QSFP switch, front-to-rear air, 2xAC | DCS-7060SX2-48YC6# | 24995
Arista | Arista 7050X3, 48x10GBaseT & 8x100GbE QSFP switch, rear-to-front air, 2xAC | DCS-7060SX2-48YC6-F | 24995
Arista | Arista 7050X, 32xRJ45 (1/10GBASE-T) & 4xQSFP+ switch, 2xC13-C14 cords. Requires 2 PSU & 4 fans sold separately | DCS-7060SX2-48YC6-R | 13606
Arista | Arista 7050X, 32xRJ45 (1/10GBASE-T) & 4xQSFP+ switch,SSD, 2xC13-C14 cords. Requires 2 PSU & 4 fans sold separately | DCS-7130-16G3# | 17606
Arista | Arista 7050X, 32xRJ45 (1/10GBASE-T) & 4xQSFP+ switch, front-to-rear air, 2xAC, 2xC13-C14 cords | DCS-7130-16G3S# | 16194
Arista | Arista 7050X, 32xRJ45 (1/10GBASE-T) & 4xQSFP+ switch, front-to-rear air, 2xAC (HW Only w/ 3yr ACare NBD). Requires EaaS | DCS-7130-16G3S-F | 9995
Arista | Arista 7050X, 32xRJ45 (1/10GBASE-T) & 4xQSFP+ switch, rear-to-front air, 2xAC (HW Only w/ 3yr ACare NBD). Requires EaaS | DCS-7130-16G3S-R | 9995
Arista | Arista 7050X, 32xRJ45 (1/10GBASE-T) & 4xQSFP+ switch, rear-to-front air, 2xAC, 2xC13-C14 cords | DCS-7130-32EH# | 16194
Arista | Arista 7050X, 48xRJ45 (1/10GBASE-T) & 4xQSFP+ switch, 2xC13-C14 cords. Requires 2 PSU & 4 fans sold separately | DCS-7130-32LB# | 23606
Arista | Arista 7050X, 48xRJ45 (1/10GBASE-T) & 4xQSFP+ switch, SSD, 2xC13-C14 cords. Requires 2 PSU & 4 fans sold separately | DCS-7130-32LBA# | 26606
Arista | Arista 7050X, 48xRJ45 (1/10GBASE-T) & 4xQSFP+ switch, front-to-rear air, 2xAC, 2xC13-C14 cords | DCS-7130-48E# | 25194
Arista | Arista 7050X, 48xRJ45 (1/10GBASE-T) & 4xQSFP+ switch, front-to-rear air, 2xAC (HW Only w/ 3yr ACare NBD). Requires EaaS | DCS-7130-48EH# | 15195
Arista | Arista 7050X, 48xRJ45 (1/10GBASE-T) & 4xQSFP+ switch, rear-to-front air, 2xAC (HW Only w/ 3yr ACare NBD). Requires EaaS | DCS-7130-48EHS# | 15195
Arista | Arista 7050X, 48xRJ45 (1/10GBASE-T) & 4xQSFP+ switch, rear-to-front air, 2xAC, 2xC13-C14 cords | DCS-7130-48EHS-F | 25194
Arista | Arista 7050X, 48xRJ45 (1/10GBASE-T) & 6x40GbE QSFP+ switch, no fans, no psu, 2 x C13-C14 cords | DCS-7130-48EHS-R | 23295
Arista | Arista 7050X, 48xRJ45 (1/10GBASE-T) & 6x40GbE QSFP+ switch, front-to-rear air, 2xAC, 2xC13-C14 cords | DCS-7130-48G3# | 24995
Arista | Arista 7050X, 48xRJ45 (1/10GBASE-T) & 6x40GbE QSFP+ switch, rear-to-front air, 2xAC, 2xC13-C14 cords | DCS-7130-48G3S# | 24995
Arista | Arista 7060X2, 32x100GbE QSFP & 2xSFP+ switch, configurable fans and psu, 2 x C13-C14 cords | DCS-7130-48G3S-F | 28295
Arista | Arista 7060X2, 32x100GbE QSFP & 2xSFP+ switch, front-to-rear air, 2xAC, 2xC13-C14 cords | DCS-7130-48G3S-R | 29995
Arista | Arista 7060X2, 32x100GbE QSFP & 2xSFP+ switch, rear-to-front air, 2xAC, 2xC13-C14 cords | DCS-7130-48L# | 29995
Arista | Arista 7060X, 32x100GbE QSFP & 2xSFP+ switch, configurable fans and psu, 2 x C13-C14 cords | DCS-7130-48LA# | 28155
Arista | Arista 7060X, 32x100GbE QSFP & 2xSFP+ switch, front-to-rear air, 2xAC, 2xC13-C14 cords | DCS-7130-48LAS# | 29995
Arista | Arista 7060X, 32x100GbE QSFP & 2xSFP+ switch, rear-to-front air, 2xAC, 2xC13-C14 cords | DCS-7130-48LAS-F | 29995
Arista | Arista 7060X4, 32x400GbE QSFP-DD switch, no fans, no psu | DCS-7130-48LAS-R | 56455
Arista | Arista 7060X4, 32x400GbE QSFP-DD switch, expn memory, SSD, no fans, no psu | DCS-7130-48LB# | 57455
Arista | Arista 7060X4, 32x400GbE QSFP-DD switch, expn memory, SSD, front-to-rear air, 2xAC | DCS-7130-48LBA# | 60995
Arista | Arista 7060X4, 32x400GbE QSFP-DD switch, front-to-rear air, 2xAC | DCS-7130-48LBAS# | 59995
Arista | Arista 7060X4, 32x400GbE OSFP switch, no fans, no psu | DCS-7130-48LBAS-F | 52455
Arista | Arista 7060X4, 32x400GbE OSFP switch, front-to-rear air, 2xAC | DCS-7130-48LBAS-R | 55995
Arista | Arista 7060X2, 48x25GbE SFP & 6x100GbE QSFP switch, configurable fans and psu | DCS-7130-48LBS# | 22295
Arista | Arista 7060X2, 48x25GbE SFP & 6x100GbE QSFP switch, front-to-rear air, 2xAC, 2xC13-C14 cords | DCS-7130-48LBS-F | 23995
Arista | Arista 7060X2, 48x25GbE SFP & 6x100GbE QSFP switch, rear-to-front air, 2xAC, 2xC13-C14 cords | DCS-7130-48LBS-R | 23995
Arista | Arista 7130 Series G3 Connect 16 Layer-1 Switch, configurable fans & psu | DCS-7130-48LS# | 14295
Arista | Arista 7130 Series G3 Connect 16 Layer-1 Switch, configurable fans & psu. v2 | DCS-7130-48LS-F | 14295
Arista | Arista 7130 Series G3 Connect 16 Layer-1 Switch, front-to-rear air, 2xAC. v2 | DCS-7130-48LS-R | 15995
Arista | Arista 7130 Series G3 Connect 16 Layer-1 Switch, rear-to-front air, 2xAC. v2 | DCS-7130-96# | 15995
Arista | Arista 7130 Series 32E with 3 x UltraScale+ VU9P-3 FPGA. Requires PSU/Fan kit sold separately | DCS-7130-96E# | 88295
Arista | Arista 7130 Series 32L with UltraScale VU9P-3 FPGA. Requires PSU/Fan kit sold separately. | DCS-7130-96EH# | 54795
Arista | Arista 7130 Series 32L with UltraScale VU9P-3 FPGA and Atomic Clock. Requires PSU/Fan kit sold separately. | DCS-7130-96L# | 57795
Arista | Arista 7130 Series 48E with UltraScale KU095 FPGA. Requires PSU/Fan kit sold separately | DCS-7130-96LA# | 38295
Arista | Arista 7130 Series 48E with 3x UltraScale+ VU9P-3 FPGA. Requires PSU/Fan kit sold separately | DCS-7130-96LAS# | 88295
Arista | Arista 7130 Series 48E with 3 x UltraScale+ VU9P-3 FPGA, configurable fans & psu v2 | DCS-7130-96LAS-F | 88295
Arista | Arista 7130 Series 48E with 3x UltraScale+ VU9P-3 FPGA, front-to-rear air, 2xAC v2 | DCS-7130-96LAS-R | 89995
Arista | Arista 7130 Series 48E with 3x UltraScale+ VU9P-3 FPGA, rear-to-front air, 2xAC v2 | DCS-7130-96LB# | 89995
Arista | Arista 7130 Series G3 Connect 48 Layer-1 Switch. Requires PSU/Fan kit sold separately | DCS-7130-96LBA# | 20295
Arista | Arista 7130 Series G3 Connect 48 Layer-1 Switch, configurable fans & psu v2 | DCS-7130-96LBAS# | 20295
Arista | Arista 7130 Series G3 Connect 48 Layer-1 Switch, front-to-rear air, 2xAC v2 | DCS-7130-96LBAS-F | 21995
Arista | Arista 7130 Series G3 Connect 48 Layer-1 Switch, rear-to-front air, 2xAC v2 | DCS-7130-96LBAS-R | 21995
Arista | Arista 7130 Series 48L with UltraScale VU7P-2 FPGA. Requires PSU/Fan kit sold separately. | DCS-7130-96LBS# | 38295
Arista | Arista 7130 Series 48L with UltraScale VU7P-2 FPGA and Atomic Clock. Requires PSU/Fan kit sold separately. | DCS-7130-96LBS-F | 41295
Arista | Arista 7130 Series 48L with UltraScale VU7P-2 FPGA and Atomic Clock. Requires PSU/Fan kit sold separately. v2 | DCS-7130-96LBS-R | 41295
Arista | Arista 7130 Series 48L with UltraScale VU7P-2 FPGA and Atomic Clock, front-to-rear air, 2xAC v2 | DCS-7130-96LS# | 42995
Arista | Arista 7130 Series 48L with UltraScale VU7P-2 FPGA and Atomic Clock, rear-to-front air, 2xAC v2 | DCS-7130-96LS-F | 42995
Arista | Arista 7130 Series 48L with UltraScale VU9P-3 FPGA. Requires PSU/Fan kit sold separately. | DCS-7130-96LS-R | 50295
Arista | Arista 7130 Series 48L with UltraScale VU9P-3 FPGA and Atomic Clock. Requires PSU/Fan kit sold separately. | DCS-7130-96S# | 53295
Arista | Arista 7130 Series 48L with UltraScale VU9P-3 FPGA and Atomic Clock. Requires PSU/Fan kit sold separately. v2 | DCS-7130-96S-F | 53295
Arista | Arista 7130 Series 48L with UltraScale VU9P-3 FPGA and Atomic Clock, front-to-rear air, 2xAC v2 | DCS-7130-96S-R | 54995
Arista | Arista 7130 Series 48L with UltraScale VU9P-3 FPGA and Atomic Clock, rear-to-front air, 2xAC v2 | DCS-7130-ACO | 54995
Arista | Arista 7130 Series 48L with UltraScale VU9P-3 FPGA. Requires PSU/Fan kit sold separately. v2 | DCS-7130-OCO | 50295
Arista | Arista 7130 Series 48L with UltraScale VU9P-3 FPGA, front-to-rear air, 2xAC v2 | DCS-7130-P48C# | 51995
Arista | Arista 7130 Series 48L with UltraScale VU9P-3 FPGA, rear-to-front air, 2xAC v2 | DCS-7150S-24# | 51995
Arista | Arista 7130 Series 48L with UltraScale VU7P-2 FPGA. Requires PSU/Fan kit sold separately. v2 | DCS-7150S-24-CL# | 38295
Arista | Arista 7130 Series 48L with UltraScale VU7P-2 FPGA, front-to-rear air, 2xAC v2 | DCS-7150S-24-CLD# | 39995
Arista | Arista 7130 Series 48L with UltraScale VU7P-2 FPGA, rear-to-front air, 2xAC v2 | DCS-7150S-24-F | 39995
Arista | Arista 7130 Series Connect 96 Layer-1 Switch. Requires PSU/Fan kit sold separately | DCS-7150S-24-R | 39095
Arista | Arista 7130 Series 96E with UltraScale KU095 FPGA. Requires PSU/Fan kit sold separately | DCS-7150S-52-CL# | 64095
Arista | Arista 7130 Series 96E with 3 x UltraScale+ VU9P-3 FPGA. Requires PSU/Fan kit sold separately | DCS-7150S-52-CLD# | 108095
Arista | Arista 7130 Series 96L with UltraScale VU7P-2 FPGA. Requires PSU/Fan kit sold separately. | DCS-7150S-52-CL-F | 63895
Arista | Arista 7130 Series 96L with UltraScale VU7P-2 FPGA and Atomic Clock. Requires PSU/Fan kit sold separately. | DCS-7150S-52-CL-R | 66795
Arista | Arista 7130 Series 96L with UltraScale VU7P-2 FPGA and Atomic Clock. Requires PSU/Fan kit sold separately. v2 | DCS-7150S-64-CL# | 66795
Arista | Arista 7130 Series 96L with UltraScale VU7P-2 FPGA and Atomic Clock, front-to-rear air, 2xAC v2 | DCS-7150S-64-CLD# | 69295
Arista | Arista 7130 Series 96L with UltraScale VU7P-2 FPGA and Atomic Clock, rear-to-front air, 2xAC v2 | DCS-7150S-64-CL-F | 69295
Arista | Arista 7130 Series 96L with UltraScale VU9P-3 FPGA. Requires PSU/Fan kit sold separately. | DCS-7150S-64-CL-R | 74895
Arista | Arista 7130 Series 96L with UltraScale VU9P-3 FPGA and Atomic Clock. Requires PSU/Fan kit sold separately. | DCS-7150SC-24-CLD# | 77795
Arista | Arista 7130 Series 96L with UltraScale VU9P-3 FPGA and Atomic Clock. Requires PSU/Fan kit sold separately. v2 | DCS-7150SC-24-CLD-F | 74895
Arista | Arista 7130 Series 96L with UltraScale VU9P-3 FPGA and Atomic Clock, front-to-rear air, 2xAC v2 | DCS-7150SC-24-CLD-R | 77395
Arista | Arista 7130 Series 96L with UltraScale VU9P-3 FPGA and Atomic Clock, rear-to-front air, 2xAC v2 | DCS-7150SC-64-CLD# | 77395
Arista | Arista 7130 Series 96L with UltraScale VU9P-3 FPGA. Requires PSU/Fan kit sold separately. v2 | DCS-7150SC-64-CLD-F | 74295
Arista | Arista 7130 Series 96L with UltraScale VU9P-3 FPGA, front-to-rear air, 2xAC v2 | DCS-7150SC-64-CLD-R | 76795
Arista | Arista 7130 Series 96L with UltraScale VU9P-3 FPGA, rear-to-front air, 2xAC v2 | DCS-7160-32CQ# | 76795
Arista | Arista 7130 Series 96L with UltraScale VU7P-2 FPGA. Requires PSU/Fan kit sold separately. v2 | DCS-7160-32CQ-F | 63295
Arista | Arista 7130 Series 96L with UltraScale VU7P-2 FPGA, front-to-rear air, 2xAC v2 | DCS-7160-32CQ-HW-F | 65795
Arista | Arista 7130 Series 96L with UltraScale VU7P-2 FPGA, rear-to-front air, 2xAC v2 | DCS-7160-32CQ-HW-R | 65795
Arista | Arista 7130 Series Connect 96 Layer-1 Switch, configurable fans & psu v2 | DCS-7160-32CQ-R | 38495
Arista | Arista 7130 Series Connect 96 Layer-1 Switch, front-to-rear air, 2xAC v2 | DCS-7160-48TC6# | 40995
Arista | Arista 7130 Series Connect 96 Layer-1 Switch, rear-to-front air, 2xAC v2 | DCS-7160-48TC6-F | 40995
Arista | Arista 7130 Series Rubidium Atomic Clock Module Option (Configurable) | DCS-7160-48TC6-HW-F | 4000
Arista | Arista 7130 Series OCXO Clock Module Option (Configurable) | DCS-7160-48TC6-HW-R | 1000
Arista | Arista 7130 Series Protect Firewall 48. Requires PSU/Fan kit sold separately | DCS-7160-48TC6-R | 49295
Arista | Arista 7150S, 24x10GbE (SFP+) switch, 2xC13-C14 cords. Requires 2 PSU & 4 fans sold separately | DCS-7160-48YC6# | 11595
Arista | Arista 7150S, 24x10GbE (SFP+), with clock, 2xC13-C14 cords. Requires 2 PSU & 4 fans sold separately | DCS-7160-48YC6-F | 12595
Arista | Arista 7150S, 24x10GbE (SFP+), with SSD and clock, 2xC13-C14 cords. Requires 2 PSU & 4 fans sold separately | DCS-7160-48YC6-HW-F | 15595
Arista | Arista 7150S, 24x10GbE (SFP+) switch, front-to-rear air, 2xAC, 2xC13-C14 cords | DCS-7160-48YC6-HW-R | 12995
Arista | Arista 7150S, 24x10GbE (SFP+) switch, rear-to-front air, 2xAC, 2xC13-C14 cords | DCS-7160-48YC6-R | 12995
Arista | Arista 7150S, 52x10GbE (SFP+), with clock, 2xC13-C14 cords. Requires 2 PSU & 4 fans sold separately | DCS-7170-32C# | 23595
Arista | Arista 7150S, 52x10GbE (SFP+), with SSD and clock, 2xC13-C14 cords. Requires 2 PSU & 4 fans sold separately | DCS-7170-32CD# | 26595
Arista | Arista 7150S, 52x10GbE (SFP+) switch with clock, front-to-rear air, 2xAC, 2xC13-C14 cords | DCS-7170-32CD-F | 24995
Arista | Arista 7150S, 52x10GbE (SFP+) switch with clock, rear-to-front air, 2xAC, 2xC13-C14 cords | DCS-7170-32CD-R | 24995
Arista | Arista 7150S, 48x10GbE (SFP+), & 4xQSFP+ with clock, 2xC13-C14 cords. Requires 2 PSU & 4 fans sold separately | DCS-7170-32C-F | 28595
Arista | Arista 7150S, 48x10GbE (SFP+), & 4xQSFP+ with SSD and clock, 2xC13-C14 cords. Requires 2 PSU & 4 fans sold separately | DCS-7170-32C-M# | 31595
Arista | Arista 7150S, 48x10GbE (SFP+) & 4xQSFP+ switch with clock, front-to-rear air, 2xAC, 2xC13-C14 cords | DCS-7170-32C-M-F | 29995
Arista | Arista 7150S, 48x10GbE (SFP+) & 4xQSFP+ switch with clock, rear-to-front air, 2xAC, 2xC13-C14 cords | DCS-7170-32C-M-R | 29995
Arista | Arista 7150SC, 24x10GbE (SFP+), with SSD and clock, configurable fans & psu sold separately | DCS-7170-32C-R | 12595
Arista | Arista 7150SC, 24x10GbE (SFP+) switch, with SSD and clock, front-to-rear air, 2xAC | DCS-7170-64C# | 13995
Arista | Arista 7150SC, 24x10GbE (SFP+) switch, with SDD and clock, rear-to-front air, 2xAC | DCS-7170-64C-F | 13995
Arista | Arista 7150SC, 48x10GbE (SFP+) & 4xQSFP, with SSD and clock, configurable fans & psu sold separately | DCS-7170-64C-M# | 28595
Arista | Arista 7150SC, 48x10GbE (SFP+) & 4xQSFP, with SSD and clock, front-to-rear air, 2xAC | DCS-7170-64C-M-F | 29995
Arista | Arista 7150SC, 48x10GbE (SFP+) & 4xQSFP, with SSD and clock, rear-to-front air, 2xAC | DCS-7170-64C-M-R | 29995
Arista | Arista 7160, High Capacity 32 x 100GbE QSFP switch, configurable fans and psu | DCS-7170-64C-R | 28295
Arista | Arista 7160, High Capacity 32 x 100GbE QSFP switch, front to rear air, 2 x AC and 2 x C13-C14 cords | DCS-7260CX3-64# | 29995
Arista | Arista 7160, High Capacity 32 x 100GbE QSFP switch, front to rear air, 2 x AC (HW Only w/ 3yr ACare NBD). Requires EaaS. | DCS-7260CX3-64E# | 19995
Arista | Arista 7160, High Capacity 32 x 100GbE QSFP switch, rear to front air, 2 x AC (HW Only w/ 3yr ACare NBD). Requires EaaS. | DCS-7260CX3-64E-DC-F | 19995
Arista | Arista 7160, High Capacity 32 x 100GbE QSFP switch, rear to front air, 2 x AC and 2 x C13-C14 cords | DCS-7260CX3-64E-DC-R | 29995
Arista | Arista 7160, High Capacity 48x10GbE RJ45 (1/10G) and 6 x 100GbE QSFP switch, configurable fans and psu | DCS-7260CX3-64E-F | 23295
Arista | Arista 7160, High Capacity 48x10GbE RJ45 (1/10G) and 6 x 100GbE QSFP switch, front to rear air, 2 x AC and 2 x C13-C14 cord | DCS-7260CX3-64E-R | 24995
Arista | Arista 7160, High Capacity 48 x 25GbE SFP and 6 x 100GbE QSFP switch, front to rear air, 2 x AC (HW Only w/ 3yr ACare NBD). Requires EaaS. | DCS-7260CX3-64-F | 14995
Arista | Arista 7160, High Capacity 48 x 25GbE SFP and 6 x 100GbE QSFP switch, rear to front air, 2 x AC (HW Only w/ 3yr ACare NBD). Requires EaaS. | DCS-7260CX3-64-R | 14995
Arista | Arista 7160, High Capacity 48x10GbE RJ45 (1/10G) and 6 x 100GbE QSFP switch, rear to front air, 2 x AC and 2 x C13-C14 cords | DCS-7260CX-64# | 24995
Arista | Arista 7160, High Capacity 48 x 25GbE SFP and 6 x 100GbE QSFP switch, configurable fans and psu | DCS-7260CX-64-F | 22295
Arista | Arista 7160, High Capacity 48 x 25GbE SFP and 6 x 100GbE QSFP switch, front to rear air, 2 x AC and 2 x C13-C14 cords | DCS-7260CX-64-R | 23995
Arista | Arista 7160, High Capacity 48 x 25GbE SFP and 6 x 100GbE QSFP switch, front to rear air, 2 x AC (HW Only w/ 3yr ACare NBD). Requires EaaS. | DCS-7280CR2-60# | 13995
Arista | Arista 7160, High Capacity 48 x 25GbE SFP and 6 x 100GbE QSFP switch, rear to front air, 2 x AC (HW Only w/ 3yr ACare NBD). Requires EaaS. | DCS-7280CR2-60-DC-F | 13995
Arista | Arista 7160, High Capacity 48 x 25GbE SFP and 6 x 100GbE QSFP switch, rear to front air, 2 x AC and 2 x C13-C14 cords | DCS-7280CR2-60-F | 23995
Arista | Arista 7170, High Capacity Programmable 32 x 100GbE QSFP switch, configurable fans and psu | DCS-7280CR2-60-FLX# | 58095
Arista | Arista 7170 Dual, Programmable 32 x 100GbE QSFP switch, configurable fans and psu | DCS-7280CR2-60-FLX-F | 38095
Arista | Arista 7170 Dual, Programmable 32 x 100GbE QSFP switch, front to rear air, 2 x AC and 2 x C13 cords | DCS-7280CR2A-30# | 39995
Arista | Arista 7170 Dual, Programmable 32 x 100GbE QSFP switch, rear to front air, 2 x AC and 2 x C13 cords | DCS-7280CR2A-30-F | 39995
Arista | Arista 7170, High Capacity Programmable 32 x 100GbE QSFP switch, front to rear air, 2 x AC and 2 x C13 cords | DCS-7280CR2A-30-FLX# | 59995
Arista | Arista 7170, High Capacity Programmable 32 x 100GbE QSFP switch, expn mem, SSD, configurable fans and psu | DCS-7280CR2A-30-FLX-F | 63095
Arista | Arista 7170, Programmable 32 x 100GbE QSFP switch, expn mem, SSD, front to rear air, 2 x AC and 2 x C13 cords | DCS-7280CR2A-60# | 64995
Arista | Arista 7170, Programmable 32 x 100GbE QSFP switch, expn mem, SSD, rear to front air, 2 x AC and 2 x C13 cords | DCS-7280CR2A-60-DC-F | 64995
Arista | Arista 7170, High Capacity Programmable 32 x 100GbE QSFP switch, rear to front air, 2 x AC and 2 x C13 cords | DCS-7280CR2A-60-F | 59995
Arista | Arista 7170, Programmable 64 x 100GbE QSFP switch, configurable fans and psu | DCS-7280CR2A-60-FLX# | 72955
Arista | Arista 7170, Programmable 64 x 100GbE QSFP switch, front to rear air, 2 x AC and 2 x C19 cords | DCS-7280CR2A-60-FLX-F | 74995
Arista | Arista 7170, Programmable 64 x 100GbE QSFP switch, expn mem, SSD, configurable fans and psu | DCS-7280CR2K-30# | 82955
Arista | Arista 7170, Programmable 64 x 100GbE QSFP switch, expn mem, SSD, front to rear air, 2 x AC and 2 x C19 cords | DCS-7280CR2K-30-F | 84995
Arista | Arista 7170, Programmable 64 x 100GbE QSFP switch, expn mem, SSD, rear to front air, 2 x AC and 2 x C19 cords | DCS-7280CR2K-30-FLX# | 84995
Arista | Arista 7170, Programmable 64 x 100GbE QSFP switch, rear to front air, 2 x AC and 2 x C19 cords | DCS-7280CR2K-30-FLX-F | 74995
Arista | Arista 7260X3, 64x100GbE QSFP & 2xSFP+ switch, no fans, no psu, 2 x C13-C14 cords | DCS-7280CR2K-60# | 35955
Arista | Arista 7260X3, 64x100GbE QSFP & 2xSFP+ Enhanced switch, no fans, no psu | DCS-7280CR2K-60-DC-F | 35955
Arista | Arista 7260X3, 64x100GbE QSFP & 2xSFP+ Enhanced switch, front-to-rear air, 2xDC | DCS-7280CR2K-60-F | 41995
Arista | Arista 7260X3, 64x100GbE QSFP & 2xSFP+ Enhanced switch, rear-to-front air, 2xDC | DCS-7280CR2K-60-FLX# | 41995
Arista | Arista 7260X3, 64x100GbE QSFP & 2xSFP+ Enhanced switch, front-to-rear air, 2xAC | DCS-7280CR2K-60-FLX-F | 37995
Arista | Arista 7260X3, 64x100GbE QSFP & 2xSFP+ Enhanced switch, rear-to-front air, 2xAC | DCS-7280CR2M-30# | 37995
Arista | Arista 7260X3, 64x100GbE QSFP & 2xSFP+ switch, front-to-rear air, 2xAC, 2xC13-C14 cords | DCS-7280CR2M-30-F | 37995
Arista | Arista 7260X3, 64x100GbE QSFP & 2xSFP+ switch, rear-to-front air, 2xAC, 2xC13-C14 cords | DCS-7280CR2M-30-FLX# | 37995
Arista | Arista 7260X, 64x100GbE QSFP & 2xSFP+ switch, no fans, no psu, 2 x C19-C20 cords | DCS-7280CR2M-30-FLX-F | 83005
Arista | Arista 7260X, 64x100GbE QSFP & 2xSFP+ switch, front-to-rear air, 2xAC, 2xC19-C20 cords | DCS-7280CR3-32D4# | 89995
Arista | Arista 7260X, 64x100GbE QSFP & 2xSFP+ switch, rear-to-front air, 2xAC, 2xC19-C20 cords | DCS-7280CR3-32D4-F | 89995
Arista | Arista 7280R2, 60x100GbE QSFP switch router, configurable fans and psu | DCS-7280CR3-32D4-M# | 143005
Arista | Arista 7280R2, 60x100GbE QSFP switch router, front to rear air, 2 x DC | DCS-7280CR3-32D4-M-FLX# | 156195
Arista | Arista 7280R2, 60x100GbE QSFP switch router, front to rear air, 2 x AC | DCS-7280CR3-32D4-M-FLX-F | 149995
Arista | Arista 7280R2, 60x100GbE QSFP switch router, configurable fans and psu. Over 256K Routes, MPLS and VXLAN | DCS-7280CR3-32D4-R | 193000
Arista | Arista 7280R2, 60x100GbE QSFP switch router, front to rear air, 2 x AC. Over 256K Routes, MPLS and VXLAN | DCS-7280CR3-32P4# | 199990
Arista | Arista 7280R2, 30x100GbE QSFP switch, AlgoMatch, expn mem, configurable fans and psu | DCS-7280CR3-32P4-F | 76605
Arista | Arista 7280R2, 30x100GbE QSFP switch, AlgoMatch, expn mem, front to rear air, 2 x AC | DCS-7280CR3-32P4-M# | 79995
Arista | Arista 7280R2, 30x100GbE QSFP switch, AlgoMatch, expn mem, configurable fans and psu. Over 256K Routes, MPLS and VXLAN | DCS-7280CR3-32P4-M-FLX# | 101600
Arista | Arista 7280R2, 30x100GbE QSFP switch, AlgoMatch, expn mem, front to rear air, 2 x AC. Over 256K Routes, MPLS and VXLAN | DCS-7280CR3-32P4-M-FLX-F | 104990
Arista | Arista 7280R2, 60x100GbE QSFP switch router, AlgoMatch, configurable fans and psu | DCS-7280CR3-32P4-M-FLX-R | 163005
Arista | Arista 7280R2, 60x100GbE QSFP switch router, AlgoMatch, front to rear air, 2 x DC | DCS-7280CR3-32P4-R | 176195
Arista | Arista 7280R2, 60x100GbE QSFP switch router, AlgoMatch, front to rear air, 2 x AC | DCS-7280CR3-36S# | 169995
Arista | Arista 7280R2, 60x100GbE QSFP switch router, AlgoMatch, configurable fans and psu. Over 256K Routes, MPLS and VXLAN | DCS-7280CR3-36S-F | 213000
Arista | Arista 7280R2, 60x100GbE QSFP switch router, AlgoMatch, front to rear air, 2 x AC. Over 256K Routes, MPLS and VXLAN | DCS-7280CR3-36S-FLX# | 219990
Arista | Arista 7280R2, 30x100GbE QSFP switch, AlgoMatch-2, expn mem, configurable fans and psu | DCS-7280CR3-36S-FLX-F | 86605
Arista | Arista 7280R2, 30x100GbE QSFP switch, AlgoMatch-2, expn mem, front to rear air, 2 x AC and 2 x C19-C20 cords | DCS-7280CR3-96# | 89995
Arista | Arista 7280R2, 30x100GbE QSFP switch, AlgoMatch-2, expn mem, configurable fans and psu. Over 256K Routes, MPLS and VXLAN | DCS-7280CR3-96-F | 111600
Arista | Arista 7280R2, 30x100GbE QSFP switch, AlgoMatch-2, expn mem, front to rear air, 2 x AC. Over 256K Routes, MPLS and VXLAN | DCS-7280CR3-96-FLX# | 114990
Arista | Arista 7280R2, 60x100GbE QSFP switch router, AlgoMatch-2, configurable fans and psu, 2 x C19-C20 cords | DCS-7280CR3-96-FLX-F | 193005
Arista | Arista 7280R2, 60x100GbE QSFP switch router, AlgoMatch-2, front to rear air, 2 x DC | DCS-7280CR3K-32D4# | 207395
Arista | Arista 7280R2, 60x100GbE QSFP switch router, AlgoMatch-2, front to rear air, 2 x AC | DCS-7280CR3K-32D4-F | 199995
Arista | Arista 7280R2, 60x100GbE QSFP switch router, AlgoMatch-2, configurable fans and psu. Over 256K Routes, MPLS and VXLAN | DCS-7280CR3K-32D4-FLX# | 243000
Arista | Arista 7280R2, 60x100GbE QSFP switch router, AlgoMatch-2, front to rear air, 2 x AC. Over 256K Routes, MPLS and VXLAN | DCS-7280CR3K-32D4-FLX-F | 249990
Arista | Arista 7280R2, 30x100GbE QSFP switch, MACsec, configurable fans and psu | DCS-7280CR3K-32D4-FLX-R | 96455
Arista | Arista 7280R2, 30x100GbE QSFP switch, MACsec, front to rear air, 2 x AC | DCS-7280CR3K-32D4-R | 99995
Arista | Arista 7280R2, 30x100GbE QSFP switch, MACsec, configurable fans and psu. Over 256K Routes, MPLS and VXLAN | DCS-7280CR3K-32P4# | 146450
Arista | Arista 7280R2, 30x100GbE QSFP switch, MACsec, front to rear air, 2 x AC. Over 256K Routes, MPLS and VXLAN | DCS-7280CR3K-32P4-F | 149990
Arista | Arista 7280R3, 32x100GbE QSFP and 4x400GbE QSFP-DD switch router, configurable fans and psu | DCS-7280CR3K-32P4-FLX# | 72205
Arista | Arista 7280R3, 32x100GbE QSFP and 4x400GbE QSFP-DD switch router, front to rear air, 2 x AC | DCS-7280CR3K-32P4-FLX-F | 74995
Arista | Arista 7280R3, 32x100GbE QSFP and 4x400GbE QSFP-DD switch router, expn mem, configurable fans and psu | DCS-7280CR3K-32P4-FLX-R | 77205
Arista | Arista 7280R3, 32x100GbE QSFP and 4x400GbE QSFP-DD switch router, expn mem, configurable fans and psu. Over 256K Routes, MPLS and VXLAN | DCS-7280CR3K-32P4-R | 102200
Arista | Arista 7280R3, 32x100GbE QSFP and 4x400GbE QSFP-DD switch router, expn mem, front to rear air, 2 x AC. Over 256K Routes, MPLS and VXLAN | DCS-7280CR3K-36S# | 104990
Arista | Arista 7280R3, 32x100GbE QSFP and 4x400GbE QSFP-DD switch router, rear to front air, 2 x AC | DCS-7280CR3K-36S-F | 74995
Arista | Arista 7280R3, 32x100GbE QSFP and 4x400GbE OSFP switch router, configurable fans and psu | DCS-7280CR3K-36S-FLX# | 72205
Arista | Arista 7280R3, 32x100GbE QSFP and 4x400GbE OSFP switch router, front to rear air, 2 x AC | DCS-7280CR3K-36S-FLX-F | 74995
Arista | Arista 7280R3, 32x100GbE QSFP and 4x400GbE OSFP switch router, expn mem, configurable fans and psu | DCS-7280CR3K-96# | 77205
Arista | Arista 7280R3, 32x100GbE QSFP and 4x400GbE OSFP switch router, expn mem, configurable fans and psu. Over 256K Routes, MPLS and VXLAN | DCS-7280CR3K-96-F | 102200
Arista | Arista 7280R3, 32x100GbE QSFP and 4x400GbE OSFP switch router, expn mem, front to rear air, 2 x AC. Over 256K Routes, MPLS and VXLAN | DCS-7280CR3K-96-FLX# | 104990
Arista | Arista 7280R3, 32x100GbE QSFP and 4x400GbE OSFP switch router, expn mem, rear to front air, 2 x AC. Over 256K Routes, MPLS and VXLAN | DCS-7280CR3K-96-FLX-F | 104990
Arista | Arista 7280R3, 32x100GbE QSFP and 4x400GbE OSFP switch router, rear to front air, 2 x AC | DCS-7280CR3MK-32D4S# | 74995
Arista | Arista 7280R3, 36x100GbE QSFP/2x400G switch router, configurable fans and psu | DCS-7280CR3MK-32D4S-F | 49565
Arista | Arista 7280R3, 36x100GbE QSFP/2x400G switch router, front to rear air, 2 x AC. | DCS-7280CR3MK-32D4S-FLX# | 52495
Arista | Arista 7280R3, 36x100GbE QSFP/2x400G switch router, configurable fans and psu. Over 256K Routes, MPLS and VXLAN | DCS-7280CR3MK-32D4S-FLX-F | 74560
Arista | Arista 7280R3, 36x100GbE QSFP/2x400G switch router, front to rear air, 2 x AC. Over 256K Routes, MPLS and VXLAN | DCS-7280CR3MK-32D4S-FLX-R | 77490
Arista | Arista 7280R3, 96x100GbE QSFP switch router, front to rear air, configurable fans and psu | DCS-7280CR3MK-32D4S-R | 124405
Arista | Arista 7280R3, 96x100GbE QSFP switch router, front to rear air, 2 x AC | DCS-7280CR3MK-32P4S# | 129995
Arista | Arista 7280R3, 96x100GbE QSFP switch router, configurable fans and psu. Over 256K Routes, MPLS and VXLAN | DCS-7280CR3MK-32P4S-F | 174400
Arista | Arista 7280R3, 96x100GbE QSFP switch router, front to rear air, 2 x AC. Over 256K Routes, MPLS and VXLAN | DCS-7280CR3MK-32P4S-FLX# | 179990
Arista | Arista 7280R3, 32x100GbE QSFP and 4x400GbE QSFP-DD switch router, large route, configurable fans and psu | DCS-7280CR3MK-32P4S-FLX-F | 87205
Arista | Arista 7280R3, 32x100GbE QSFP and 4x400GbE QSFP-DD switch router, large route, front to rear air, 2 x AC | DCS-7280CR3MK-32P4S-FLX-R | 89995
Arista | Arista 7280R3, 32x100GbE QSFP and 4x400GbE QSFP-DD switch router, large route, configurable fans and psu. Over 256K Routes, MPLS and VXLAN | DCS-7280CR3MK-32P4S-R | 112200
Arista | Arista 7280R3, 32x100GbE QSFP and 4x400GbE QSFP-DD switch router, large route, front to rear air, 2 x AC. Over 256K Routes, MPLS and VXLAN | DCS-7280CR-48# | 114990
Arista | Arista 7280R3, 32x100GbE QSFP and 4x400GbE QSFP-DD switch router, large route, rear to front air, 2 x AC. Over 256K Routes, MPLS and VXLAN | DCS-7280CR-48-DC-F | 114990
Arista | Arista 7280R3, 32x100GbE QSFP and 4x400GbE QSFP-DD switch router, large route, rear to front air, 2 x AC | DCS-7280CR-48-F | 89995
Arista | Arista 7280R3, 32x100GbE QSFP and 4x400GbE OSFP switch router, large route, configurable fans and psu | DCS-7280DR3-24# | 87205
Arista | Arista 7280R3, 32x100GbE QSFP and 4x400GbE OSFP switch router, large route, front to rear air, 2 x AC | DCS-7280DR3-24-F | 89995
Arista | Arista 7280R3, 32x100GbE QSFP and 4x400GbE OSFP switch router, large route, configurable fans and psu. Over 256K Routes, MPLS and VXLAN | DCS-7280DR3-24-M# | 112200
Arista | Arista 7280R3, 32x100GbE QSFP and 4x400GbE OSFP switch router, large route, front to rear air, 2 x AC. Over 256K Routes, MPLS and VXLAN | DCS-7280DR3-24-M-FLX# | 114990
Arista | Arista 7280R3, 32x100GbE QSFP and 4x400GbE OSFP switch router, large route, rear to front air, 2 x AC. Over 256K Routes, MPLS and VXLAN | DCS-7280DR3-24-M-FLX-F | 114990
Arista | Arista 7280R3, 32x100GbE QSFP and 4x400GbE OSFP switch router, large route, rear to front air, 2 x AC | DCS-7280DR3K-24# | 89995
Arista | Arista 7280R3, 36x100GbE QSFP/2x400G switch router, large routes, configurable fans and psu | DCS-7280DR3K-24-F | 54815
Arista | Arista 7280R3, 36x100GbE QSFP/2x400G switch router, large routes, front to rear air, 2 x AC. | DCS-7280DR3K-24-FLX# | 57745
Arista | Arista 7280R3, 36x100GbE QSFP/2x400G switch router, large routes, front to rear air, 2 x AC. Over 256K Routes, MPLS and VXLAN | DCS-7280DR3K-24-FLX-F | 79810
Arista | Arista 7280R3, 36x100GbE QSFP/2x400G switch router, large routes, front to rear air, 2 x AC. Over 256K Routes, MPLS and VXLAN | DCS-7280PR3-24# | 82740
Arista | Arista 7280R3, 96x100GbE QSFP switch router, large routes, configurable fans and psu | DCS-7280PR3-24-F | 194405
Arista | Arista 7280R3, 96x100GbE QSFP switch router, large routes, front to rear air, 2 x AC | DCS-7280PR3-24-M# | 199995
Arista | Arista 7280R3, 96x100GbE QSFP switch router, large routes, configurable fans and psu. Over 256K Routes, MPLS and VXLAN | DCS-7280PR3-24-M-FLX# | 244400
Arista | Arista 7280R3, 96x100GbE QSFP switch router, large routes, front to rear air, 2 x AC. Over 256K Routes, MPLS and VXLAN | DCS-7280PR3-24-M-FLX-F | 249990
Arista | Arista 7280R3S, 32x100GbE QSFP and 4x400GbE QSFP-DD switch router, MACsec large route, configurable fans and psu | DCS-7280PR3K-24# | 87205
Arista | Arista 7280R3S, 32x100GbE QSFP and 4x400GbE QSFP-DD switch router, MACsec, large route, front to rear air, 2 x AC | DCS-7280PR3K-24-F | 89995
Arista | Arista 7280R3S, 32x100GbE QSFP and 4x400GbE QSFP-DD switch router, large route, MACsec, configurable fans and psu. Over 256K Routes, MPLS and VXLAN | DCS-7280PR3K-24-FLX# | 112200
Arista | Arista 7280R3S, 32x100GbE QSFP and 4x400GbE QSFP-DD switch router, MACsec, large route, front to rear air, 2 x AC. Over 256K Routes, MPLS and VXLAN | DCS-7280PR3K-24-FLX-F | 114990
Arista | Arista 7280R3S, 32x100GbE QSFP and 4x400GbE QSFP-DD switch router, large route, MACsec, rear to front air, 2 x AC. Over 256K Routes, MPLS and VXLAN | DCS-7280QRA-C36S# | 114990
Arista | Arista 7280R3S, 32x100GbE QSFP and 4x400GbE QSFP-DD switch router, MACsec, large route, rear to front air, 2 x AC | DCS-7280QRA-C36S-F | 89995
Arista | Arista 7280R3S, 32x100GbE QSFP and 4x400GbE OSFP switch router, MACsec large route, configurable fans and psu | DCS-7280QRA-C36S-M# | 87205
Arista | Arista 7280R3S, 32x100GbE QSFP and 4x400GbE OSFP switch router, MACsec, large route, front to rear air, 2 x AC | DCS-7280QRA-C36SM-F | 89995
Arista | Arista 7280R3S, 32x100GbE QSFP and 4x400GbE OSFP switch router, large route, MACsec, configurable fans and psu. Over 256K Routes, MPLS and VXLAN | DCS-7280QRA-C36SM-FLX# | 112200
Arista | Arista 7280R3S, 32x100GbE QSFP and 4x400GbE OSFP switch router, MACsec, large route, front to rear air, 2 x AC. Over 256K Routes, MPLS and VXLAN | DCS-7280QRA-C36SM-FLX-F | 114990
Arista | Arista 7280R3S, 32x100GbE QSFP and 4x400GbE OSFP switch router, large route, MACsec, rear to front air, 2 x AC. Over 256K Routes, MPLS and VXLAN | DCS-7280QRA-C36SM-FLX-R | 114990
Arista | Arista 7280R3S, 32x100GbE QSFP and 4x400GbE OSFP switch router, MACsec, large route, rear to front air, 2 x AC | DCS-7280QRA-C36SM-R | 89995
Arista | Arista 7280R, 48x100GbE QSFP and 8x40GbE QSFP+ switch, configurable fans and psu, 2 x C19-C20 cords | DCS-7280QRA-C36S-R | 104205
Arista | Arista 7280R, 48x100GbE QSFP and 8x40GbE QSFP+ switch, front to rear air, 2 x DC | DCS-7280QR-C36# | 117395
Arista | Arista 7280R, 48x100GbE QSFP and 8x40GbE QSFP+ switch, front to rear air, 2 x AC and 2 x C19-C20 cords | DCS-7280QR-C36-DC-F | 109995
Arista | Arista 7280R3, 24x400GbE QSFP-DD switch router, configurable fans and psu | DCS-7280QR-C36-DC-R | 126405
Arista | Arista 7280R3, 24x400GbE QSFP-DD switch router, front to rear air, 2 x AC | DCS-7280QR-C36-F | 129995
Arista | Arista 7280R3, 24x400GbE QSFP-DD switch router, expn mem, configurable fans and psu | DCS-7280QR-C36-FLX-F | 136405
Arista | Arista 7280R3, 24x400GbE QSFP-DD switch router, expn mem, configurable fans and psu. Over 256K Routes, MPLS and VXLAN | DCS-7280QR-C36-FLX-R | 186400
Arista | Arista 7280R3, 24x400GbE QSFP-DD switch router, expn mem, front to rear air, 2 x AC. Over 256K Routes, MPLS and VXLAN | DCS-7280QR-C36-M# | 189990
Arista | Arista 7280R3, 24x400GbE QSFP-DD switch router, large route, configurable fans and psu | DCS-7280QR-C36-M-F | 156405
Arista | Arista 7280R3, 24x400GbE QSFP-DD switch router, large route, front to rear air, 2 x AC | DCS-7280QR-C36-M-FLX# | 159995
Arista | Arista 7280R3, 24x400GbE QSFP-DD switch router, large route, configurable fans and psu. Over 256K Routes, MPLS and VXLAN | DCS-7280QR-C36-M-R | 206400
Arista | Arista 7280R3, 24x400GbE QSFP-DD switch router, large route, front to rear air, 2 x AC. Over 256K Routes, MPLS and VXLAN | DCS-7280QR-C36-R | 209990
Arista | Arista 7280R3, 24x400GbE OSFP switch router, front to rear air, configurable fans and psu | DCS-7280QR-C72# | 125805
Arista | Arista 7280R3, 24x400GbE OSFP switch router, front to rear air, 2 x AC | DCS-7280QR-C72-F | 129995
Arista | Arista 7280R3, 24x400GbE OSFP switch router, expn mem, configurable fans and psu | DCS-7280QR-C72-M# | 135805
Arista | Arista 7280R3, 24x400GbE OSFP switch router, expn mem, configurable fans and psu. Over 256K Routes, MPLS and VXLAN | DCS-7280QR-C72M-F | 185800
Arista | Arista 7280R3, 24x400GbE OSFP switch router, expn mem, front to rear air, 2 x AC. Over 256K Routes, MPLS and VXLAN | DCS-7280QR-C72M-FLX# | 189990
Arista | Arista 7280R3, 24x400GbE OSFP switch router, large route, configurable fans and psu | DCS-7280QR-C72M-FLX-F | 155805
Arista | Arista 7280R3, 24x400GbE OSFP switch router, large route, front to rear air, 2 x AC | DCS-7280QR-C72M-FLX-R | 159995
Arista | Arista 7280R3, 24x400GbE OSFP switch router, large route, configurable fans and psu. Over 256K Routes, MPLS and VXLAN | DCS-7280QR-C72M-R | 205800
Arista | Arista 7280R3, 24x400GbE OSFP switch router, large route, front to rear air, 2 x AC. Over 256K Routes, MPLS and VXLAN | DCS-7280QR-C72-R | 209990
Arista | Arista 7280RA, 36x40GbE QSFP+ / 18 x 40GbE & 12x100GbE switch router, AlgoMatch, configurable fans and psu, 2xC13-C14 cords | DCS-7280SR2-48YC6# | 46095
Arista | Arista 7280RA, 36x40GbE QSFP+ / 18 x 40GbE & 12x100GbE switch router, AlgoMatch, front to rear air, 2x AC and 2xC13-C14 cords | DCS-7280SR2-48YC6-F | 47995
Arista | Arista 7280RA, 36x40GbE QSFP+ / 18 x 40GbE & 12x100GbE switch router, AlgoMatch, epxn mem, SSD, configurable fans and psu | DCS-7280SR2-48YC6-M# | 51095
Arista | Arista 7280RA, 36x40GbE QSFP+ / 18 x 40GbE & 12x100GbE switch router, AlgoMatch, epxn mem, SSD, front to rear air, 2x AC | DCS-7280SR2-48YC6-M-F | 52995
Arista | Arista 7280RA, 36x40GbE QSFP+ / 18 x 40GbE & 12x100GbE switch, expn mem, SSD, configurable fans and psu. Over 256K Routes, MPLS and VXLAN | DCS-7280SR2-48YC6M-FLX# | 76090
Arista | Arista 7280RA, 36x40GbE QSFP+ / 18 x 40GbE & 12x100GbE switch, expn mem, SSD, front to rear air. Over 256K Routes, MPLS and VXLAN | DCS-7280SR2-48YC6M-FLX-F | 77990
Arista | Arista 7280RA, 36x40GbE QSFP+ / 18 x 40GbE & 12x100GbE switch, expn mem, SSD, rear to front air. Over 256K Routes, MPLS and VXLAN | DCS-7280SR2-48YC6M-FLX-R | 77990
Arista | Arista 7280RA, 36x40GbE QSFP+ / 18 x 40GbE & 12x100GbE switch router, AlgoMatch, epxn mem, SSD, rear to front air, 2x AC | DCS-7280SR2-48YC6-M-R | 52995
Arista | Arista 7280RA, 36x40GbE QSFP+ / 18 x 40GbE & 12x100GbE switch router, AlgoMatch, rear to front air, 2x AC and 2xC13-C14 cords | DCS-7280SR2-48YC6-R | 47995
Arista | Arista 7280R, 24x40GbE QSFP+ & 12x100GbE QSFP switch, configurable fans and psu, 2xC13-C14 cords | DCS-7280SR2A-48YC6# | 38195
Arista | Arista 7280R, 24x40GbE QSFP+ & 12x100GbE QSFP switch, front to rear air, 2x DC | DCS-7280SR2A-48YC6-F | 45495
Arista | Arista 7280R, 24x40GbE QSFP+ & 12x100GbE QSFP switch, rear to front air, 2x DC | DCS-7280SR2A-48YC6-M# | 45495
Arista | Arista 7280R, 24x40GbE QSFP+ & 12x100GbE QSFP switch, front to rear air, 2x AC and 2xC13-C14 cords | DCS-7280SR2A-48YC6M-F | 39995
Arista | Arista 7280R, 24x40GbE QSFP+ & 12x100GbE QSFP switch, expn mem, SSD, front to rear air. Over 256K Routes, MPLS and VXLAN | DCS-7280SR2A-48YC6M-FLX# | 69990
Arista | Arista 7280R, 24x40GbE QSFP+ & 12x100GbE QSFP switch, expn mem, SSD, rear to front air. Over 256K Routes, MPLS and VXLAN | DCS-7280SR2A-48YC6M-FLX-F | 69990
Arista | Arista 7280R, 24x40GbE QSFP+ & 12x100GbE QSFP switch, expn mem, SSD, configurable fans and psu, 2xC13-C14 cords | DCS-7280SR2A-48YC6M-FLX-R | 43195
Arista | Arista 7280R, 24x40GbE QSFP+ & 12x100GbE QSFP switch, expn mem, SSD, front to rear air, 2x AC and 2xC13-C14 cords | DCS-7280SR2A-48YC6M-R | 44995
Arista | Arista 7280R, 24x40GbE QSFP+ & 12x100GbE QSFP switch, expn mem, SSD, configurable fans and psu. Over 256K Routes, MPLS and VXLAN | DCS-7280SR2A-48YC6-R | 68190
Arista | Arista 7280R, 24x40GbE QSFP+ & 12x100GbE QSFP switch, expn mem, SSD, rear to front air, 2x AC and 2xC13-C14 cords | DCS-7280SR2K-48C6-M# | 44995
Arista | Arista 7280R, 24x40GbE QSFP+ & 12x100GbE QSFP switch, rear to front air, 2x AC and 2xC13-C14 cords | DCS-7280SR2K-48C6-M-F | 39995
Arista | Arista 7280R, 72x40GbE QSFP+ with 16x100GbE QSFP switch, configurable fans and psu | DCS-7280SR2K-48C6M-FLX# | 106005
Arista | Arista 7280R, 72x40GbE QSFP+ with 16x100GbE QSFP switch, front to rear air, 2x AC and 2xC19-C20 cords | DCS-7280SR2K-48C6M-FLX-F | 112995
Arista | Arista 7280R, 72x40GbE QSFP+ with 16x100GbE QSFP switch, expn mem, SSD, configurable fans and psu | DCS-7280SR2K-48C6M-FLX-R | 111005
Arista | Arista 7280R, 72x40GbE QSFP+ with 16x100GbE QSFP switch, expn mem, SSD, front to rear air, 2x AC | DCS-7280SR2K-48C6-M-R | 117995
Arista | Arista 7280R, 72x40GbE QSFP+ with 16x100GbE QSFP switch, expn mem, SSD, configurable fans and psu. Over 256K Routes, MPLS and VXLAN | DCS-7280SR3-40YC6# | 136000
Arista | Arista 7280R, 72x40GbE QSFP+ with 16x100GbE QSFP switch, expn mem, SSD, front to rear air. Over 256K Routes, MPLS and VXLAN | DCS-7280SR3-40YC6-FLX# | 142990
Arista | Arista 7280R, 72x40GbE QSFP+ with 16x100GbE QSFP switch, expn mem, SSD, rear to front air. Over 256K Routes, MPLS and VXLAN | DCS-7280SR3-40YC6-FLX-F | 142990
Arista | Arista 7280R, 72x40GbE QSFP+ with 16x100GbE QSFP switch, expn mem, SSD, rear to front air, 2x AC | DCS-7280SR3-40YC6-FLX-R | 117995
Arista | Arista 7280R, 72x40GbE QSFP+ with 16x100GbE QSFP switch, rear to front air, 2x AC and 2xC19-C20 cords | DCS-7280SR3-40YC6-R | 112995
Arista | Arista 7280R2, 48 25GbE SFP and 6 x 100GbE QSFP switch, configurable fans and psu | DCS-7280SR3-48YC8# | 41095
Arista | Arista 7280R2, 48 25GbE SFP and 6 x 100GbE QSFP switch, front to rear air, 2 x AC and 2 x C13-C14 cords | DCS-7280SR3-48YC8-F | 42995
Arista | Arista 7280R2, 48 25GbE SFP and 6 x 100GbE QSFP switch, expn mem, SSD, configurable fans and psu | DCS-7280SR3-48YC8-FLX# | 46095
Arista | Arista 7280R2, 48 25GbE SFP and 6 x 100GbE QSFP switch, expn mem, SSD, front to rear air, 2 x AC | DCS-7280SR3-48YC8-FLX-F | 47995
Arista | Arista 7280R2, 48 25GbE SFP and 6 x 100GbE QSFP switch, expn mem, SSD, configurable fans and psu. Over 256K Routes, MPLS and VXLAN | DCS-7280SR3-48YC8-FLX-R | 71090
Arista | Arista 7280R2, 48 25GbE SFP and 6 x 100GbE QSFP switch, expn mem, SSD, front to rear air. Over 256K Routes, MPLS and VXLAN | DCS-7280SR3-48YC8-R | 72990
Arista | Arista 7280R2, 48 25GbE SFP and 6 x 100GbE QSFP switch, expn mem, SSD, rear to front air. Over 256K Routes, MPLS and VXLAN | DCS-7280SR3K-48YC8# | 72990
Arista | Arista 7280R2, 48 25GbE SFP and 6 x 100GbE QSFP switch, expn mem, SSD, rear to front air, 2 x AC | DCS-7280SR3K-48YC8-F | 47995
Arista | Arista 7280R2, 48 25GbE SFP and 6 x 100GbE QSFP switch, rear to front air, 2 x AC and 2 x C13-C14 cords | DCS-7280SR3K-48YC8-F-DC | 42995
Arista | Arista 7280R2, 48x25GbE SFP and 6 x 100GbE QSFP switch, AlgoMatch, configurable fans and psu | DCS-7280SR3K-48YC8FLX# | 46095
Arista | Arista 7280R2, 48 25GbE SFP and 6 x 100GbE QSFP switch, AlgoMatch, front to rear air, 2 x AC | DCS-7280SR3K-48YC8FLX-# | 47995
Arista | Arista 7280R2, 48x25GbE SFP and 6 x 100GbE QSFP switch, AlgoMatch, expn mem, SSD, configurable fans and psu | DCS-7280SR3K-48YC8-FLX# | 51095
Arista | Arista 7280R2, 48 25GbE SFP and 6 x 100GbE QSFP switch, AlgoMatch, expn mem, front to rear air, 2 x AC | DCS-7280SR3K-48YC8-FLX-F | 52995
Arista | Arista 7280R2, 48 25GbE SFP and 6 x 100GbE QSFP switch, expn mem, SSD, configurable fans and psu. Over 256K Routes, MPLS and VXLAN | DCS-7280SR3K-48YC8-FLX-R | 76090
Arista | Arista 7280R2, 48 25GbE SFP and 6 x 100GbE QSFP switch, expn mem, SSD, front to rear air. Over 256K Routes, MPLS and VXLAN | DCS-7280SR3K-48YC8-R | 77990
Arista | Arista 7280R2, 48 25GbE SFP and 6 x 100GbE QSFP switch, expn mem, SSD, rear to front air. Over 256K Routes, MPLS and VXLAN | DCS-7280SR3M-48YC8# | 77990
Arista | Arista 7280R2, 48 25GbE SFP and 6 x 100GbE QSFP switch, AlgoMatch, expn mem, rear to front air, 2 x AC | DCS-7280SR3M-48YC8-F | 52995
Arista | Arista 7280R2, 48 25GbE SFP and 6 x 100GbE QSFP switch, AlgoMatch, rear to front air, 2 x AC | DCS-7280SR3M-48YC8FLX-# | 47995
Arista | Arista 7280R2, 24x10GbE, 24x25GbE & 6x100GbE QSFP switch router, expn mem, SSD, configurable fans and psu | DCS-7280SR3M-48YC8-FLX-F | 48095
Arista | Arista 7280R2, 24x10GbE, 24x25GbE & 6x100GbE QSFP switch router, expn mem, SSD, front to rear air, 2x AC | DCS-7280SR3M-48YC8-FLX-R | 49995
Arista | Arista 7280R2, 24x10GbE, 24x25GbE & 6x100GbE QSFP switch router, expn mem, SSD, configurable fans and psu. Over 256K Routes, MPLS and VXLAN | DCS-7280SR3M-48YC8-R | 73090
Arista | Arista 7280R2, 24x10GbE, 24x25GbE & 6x100GbE QSFP switch router, expn mem, SSD, front to rear air, 2x AC. Over 256K Routes, MPLS and VXLAN | DCS-7280SR-48C6# | 74990
Arista | Arista 7280R2, 24x10GbE, 24x25GbE & 6x100GbE QSFP switch router, expn mem, SSD, rear to front air, 2x AC. Over 256K Routes, MPLS and VXLAN | DCS-7280SR-48C6-DC-F | 74990
Arista | Arista 7280R2, 24x10GbE, 24x25GbE & 6x100GbE QSFP switch router, expn mem, SSD, rear to front air, 2x AC | DCS-7280SR-48C6-DC-R | 49995
Arista | Arista 7280R3, 40x25GbE SFP and 6x100G QSFP switch router, configurable fans and psu | DCS-7280SR-48C6-F | 25866
Arista | Arista 7280R3, 40x25GbE SFP and 6x100G QSFP switch router, front to rear air, 2 x AC | DCS-7280SR-48C6-FLX-F | 27995
Arista | Arista 7280R3, 40x25GbE SFP and 6x100G QSFP switch router, front to rear air, 2 x AC | DCS-7280SR-48C6-FLX-R | 27994
Arista | Arista 7280R3, 40x25GbE SFP and 6x100G QSFP switch router, configurable fans and psu. Over 256K Routes, MPLS and VXLAN | DCS-7280SR-48C6-HW-F | 52111
Arista | Arista 7280R3, 40x25GbE SFP and 6x100G QSFP switch router, front to rear air, 2 x AC. Over 256K Routes, MPLS and VXLAN | DCS-7280SR-48C6-HW-R | 54239
Arista | Arista 7280R3, 40x25GbE SFP and 6x100G QSFP switch router, rear to front air, 2 x AC. Over 256K Routes, MPLS and VXLAN | DCS-7280SR-48C6-M# | 54239
Arista | Arista 7280R3, 40x25GbE SFP and 6x100G QSFP switch router, rear to front air, 2 x AC | DCS-7280SR-48C6-M-F | 27994
Arista | Arista 7280R3, 48x25GbE SFP and 8x100G QSFP switch router, configurable fans and psu | DCS-7280SR-48C6-M-FLX# | 28295
Arista | Arista 7280R3, 48x25GbE SFP and 8x100G QSFP switch router, front to rear air, 2 x AC | DCS-7280SR-48C6-M-R | 29995
Arista | Arista 7280R3, 48x25GbE SFP and 8x100G QSFP switch router, configurable fans and psu. Over 256K Routes, MPLS and VXLAN | DCS-7280SR-48C6-R | 53290
Arista | Arista 7280R3, 48x25GbE SFP and 8x100G QSFP switch router, front to rear air, 2 x AC. Over 256K Routes, MPLS and VXLAN | DCS-7280SRAM-48C6# | 54990
Arista | Arista 7280R3, 48x25GbE SFP and 8x100G QSFP switch router, rear to front air, 2 x AC. Over 256K Routes, MPLS and VXLAN | DCS-7280SRAM-48C6-F | 54990
Arista | Arista 7280R3, 48x25GbE SFP and 8x100G QSFP switch router, rear to front air, 2 x AC | DCS-7280SRAM-48C6-FLX# | 29995
Arista | Arista 7280R3, 48x25GbE SFP and 8x100G QSFP switch router large routes, configurable fans and psu | DCS-7280SRAM-48C6-FLX-F | 46295
Arista | Arista 7280R3, 48x25GbE SFP and 8x100G QSFP switch router, large routes, front to rear air, 2 x AC | DCS-7280SRAM-48C6-FLX-R | 47995
Arista | Arista 7280R3, 48x25GbE SFP and 8x100G QSFP switch router, large route, front to rear air, 2 x DC | DCS-7280SRAM-48C6-R | 48485
Arista | Arista 7280R3, 48x25GbE SFP and 8x100G QSFP switch router large routes, configurable fans and psu. Over 256K Routes, MPLS and VXLAN | DCS-7280SRM-40CX2# | 71290
Arista | Arista 7280R3, 48x25GbE SFP and 8x100G QSFP switch router large routes, configurable fans and psu. Over 256K Routes, MPLS and VXLAN | DCS-7280SRM-40CX2-F | 71290
Arista | Arista 7280R3, 48x25GbE SFP and 8x100G QSFP switch router large routes, configurable fans and psu. Over 256K Routes, MPLS and VXLAN | DCS-7280SRM-40CX2-R | 73605
Arista | Arista 7280R3, 48x25GbE SFP and 8x100G QSFP switch router, large routes, front to rear air, 2 x AC. Over 256K Routes, MPLS and VXLAN | DCS-7280TR-48C6# | 72990
Arista | Arista 7280R3, 48x25GbE SFP and 8x100G QSFP switch router, large routes, rear to front air, 2 x AC. Over 256K Routes, MPLS and VXLAN | DCS-7280TR-48C6-F | 72990
Arista | Arista 7280R3, 48x25GbE SFP and 8x100G QSFP switch router, large routes, rear to front air, 2 x AC | DCS-7280TR-48C6-FLX-F | 47995
Arista | Arista 7280R3, 48x25GbE SFP and 8x100G QSFP switch router, MACsec configurable fans and psu | DCS-7280TR-48C6-FLX-R | 48400
Arista | Arista 7280R3, 48x25GbE SFP and 8x100G QSFP switch router, MACsec front to rear air, 2 x AC | DCS-7280TR-48C6-M# | 50395
Arista | Arista 7280R3, 48x25GbE SFP and 8x100G QSFP switch router, MACsec configurable fans and psu. Over 256K Routes, MPLS and VXLAN | DCS-7280TR-48C6-M-F | 73395
Arista | Arista 7280R3, 48x25GbE SFP and 8x100G QSFP switch router, MACsec front to rear air, 2 x AC. Over 256K Routes, MPLS and VXLAN | DCS-7280TR-48C6-M-FLX# | 75390
Arista | Arista 7280R3, 48x25GbE SFP and 8x100G QSFP switch router, MACsec rear to front air, 2 x AC. Over 256K Routes, MPLS and VXLAN | DCS-7280TR-48C6-M-R | 75390
Arista | Arista 7280R3, 48x25GbE SFP and 8x100G QSFP switch router, MACsec rear to front air, 2 x AC | DCS-7280TR-48C6-R | 50395
Arista | Arista 7280R, 48x10GbE (SFP+) & 6x100GbE QSFP switch, configurable fans and psu, 2xC13-C14 cords | DCS-7300-LCVR | 26295
Arista | Arista 7280R, 48x10GbE (SFP+) & 6x100GbE QSFP switch, front to rear air, 2x DC | DCS-7300-PCVR | 29085
Arista | Arista 7280R, 48x10GbE (SFP+) & 6x100GbE QSFP switch, rear to front air, 2x DC | DCS-7300-SCVR | 29085
Arista | Arista 7280R, 48x10GbE (SFP+) & 6x100GbE QSFP switch, front to rear air, 2x AC and 2xC13-C14 cords | DCS-7300-SUP | 27995
Arista | Arista 7280R, 48x10GbE (SFP+) & 6x100GbE QSFP switch, expn mem, SSD, front to rear air. Over 256K Routes, MPLS and VXLAN | DCS-7300-SUP# | 65990
Arista | Arista 7280R, 48x10GbE (SFP+) & 6x100GbE QSFP switch, expn mem, SSD, rear to front air. Over 256K Routes, MPLS and VXLAN | DCS-7300-SUP-D | 65990
Arista | Arista 7280R, 48x10GbE (SFP+) & 6x100GbE QSFP switch, front to rear air, 2x AC (HW Only w/ 3yr ACare NBD). Requires EaaS. | DCS-7300-SUP-D# | 17995
Arista | Arista 7280R, 48x10GbE (SFP+) & 6x100GbE QSFP switch, rear to front air, 2x AC (HW Only w/ 3yr ACare NBD). Requires EaaS. | DCS-7300X-32Q-LC | 17995
Arista | Arista 7280R, 48x10GbE (SFP+) & 6x100GbE QSFP switch, expn mem, SSD, configurable fans and psu, 2xC13-C14 cords | DCS-7300X-32Q-LC# | 31295
Arista | Arista 7280R, 48x10GbE (SFP+) & 6x100GbE QSFP switch, expn mem, SSD, front to rear air, 2x AC and 2xC13-C14 cords | DCS-7300X3-32C-LC | 32995
Arista | Arista 7280R, 48x10GbE (SFP+) & 6x100GbE QSFP switch, expn mem, SSD, configurable fans and psu. Over 256K Routes, MPLS and VXLAN | DCS-7300X3-32C-LC# | 56290
Arista | Arista 7280R, 48x10GbE (SFP+) & 6x100GbE QSFP switch, expn mem, SSD, rear to front air, 2x AC and 2xC13-C14 cords | DCS-7300X3-48YC4-LC | 32995
Arista | Arista 7280R, 48x10GbE (SFP+) & 6x100GbE QSFP switch, rear to front air, 2x AC and 2xC13-C14 cords | DCS-7300X3-48YC4-LC# | 27995
Arista | Arista 7280RA, 48x10GbE (SFP+) & 6x100GbE QSFP switch router, AlgoMatch and MACsec, expn mem, SSD, configurable fans and psu | DCS-7300X-64S-LC | 36295
Arista | Arista 7280RA, 48x10GbE (SFP+) & 6x100GbE QSFP switch router, AlgoMatch and MACsec, expn mem, SSD, front to rear air, 2x AC | DCS-7300X-64S-LC# | 37995
Arista | Arista 7280RA, 48x10GbE (SFP+) & 6x100GbE QSFP switch router, AlgoMatch and MACsec, configurable fans and psu, Over 256K Routes, MPLS and VXLAN | DCS-7300X-64T-LC | 61290
Arista | Arista 7280RA, 48x10GbE (SFP+) & 6x100GbE QSFP switch router, AlgoMatch and MACsec, front to rear air, 2x AC. Over 256K Routes, MPLS and VXLAN | DCS-7300X-64T-LC# | 62990
Arista | Arista 7280RA, 48x10GbE (SFP+) & 6x100GbE QSFP switch router, AlgoMatch and MACsec, rear to front air, 2x AC. Over 256K Routes, MPLS and VXLAN | DCS-7304-CH | 62990
Arista | Arista 7280RA, 48x10GbE (SFP+) & 6x100GbE QSFP switch router, AlgoMatch and MACsec, expn mem, SSD, rear to front air, 2x AC | DCS-7304X3-BND-DC-F | 37995
Arista | Arista 7280R, 40x10GbE (SFP+) & 2x200GbE Coherent DWDM switch with MACsec, configurable fans and psu | DCS-7304X3-BND-DC-F2 | 38295
Arista | Arista 7280R, 40x10GbE (SFP+) & 2x200GbE Coherent DWDM switch with MACsec, front to rear air, 2x AC and 2xC13-C14 cords | DCS-7304X3-BND-D-F | 39995
Arista | Arista 7280R, 40x10GbE (SFP+) & 2x200GbE Coherent DWDM switch with MACsec, rear to front air, 2x AC and 2xC13-C14 cords | DCS-7304X3-BND-D-F2 | 39995
Arista | Arista 7280R, 48x10GbE RJ45 (1/10G) & 6x100GbE QSFP switch, configurable fans and psu, 2xC13-C14 cords | DCS-7304X3-BND-F | 28295
Arista | Arista 7280R, 48x10GbE RJ45 (1/10G) & 6x100GbE QSFP switch, front to rear air, 2x AC and 2xC13-C14 cords | DCS-7304X3-BND-F2 | 29995
Arista | Arista 7280R, 48x10GbE RJ45 (1/10G) & 6x100GbE QSFP switch, expn mem, SSD, front to rear air. Over 256K Routes, MPLS and VXLAN | DCS-7304X3-FM2-F | 67990
Arista | Arista 7280R, 48x10GbE RJ45 (1/10G) & 6x100GbE QSFP switch, expn mem, SSD, rear to front air. Over 256K Routes, MPLS and VXLAN | DCS-7304X3-FM2-F# | 67990
Arista | Arista 7280R, 48x10GbE RJ45 (1/10G) & 6x100GbE QSFP switch, expn mem, SSD, configurable fans and psu, 2xC13-C14 cords | DCS-7304X3-FM-F | 33295
Arista | Arista 7280R, 48x10GbE RJ45 (1/10G) & 6x100GbE QSFP switch, expn mem, SSD, front to rear air, 2x AC and 2xC13-C14 cords | DCS-7304X3-FM-F# | 34995
Arista | Arista 7280R, 48x10GbE RJ45 (1/10G) & 6x100GbE QSFP switch, expn mem, SSD, configurable fans and psu. Over 256K Routes, MPLS and VXLAN | DCS-7304X-BND2-DC-F | 58290
Arista | Arista 7280R, 48x10GbE RJ45 (1/10G) & 6x100GbE QSFP switch, expn mem, SSD, rear to front air, 2x AC and 2xC13-C14 cords | DCS-7304X-BND2-DC-R | 34995
Arista | Arista 7280R, 48x10GbE RJ45 (1/10G) & 6x100GbE QSFP switch, rear to front air, 2x AC and 2xC13-C14 cords | DCS-7304X-BND-D-R | 29995
Arista | Blank cover for 7300 linecard slot | DCS-7304X-BND-R | 345
Arista | Blank cover for 7300 power supply slot | DCS-7304X-FM-F | 100
Arista | Blank cover for 7300 supervisor slot | DCS-7304X-FM-R | 195
Arista | Supervisor module for 7300 Series chassis (Spare) | DCS-7304XT-BND-D-F | 16995
Arista | Supervisor module for 7300 Series chassis (Ships in chassis) | DCS-7304XT-BND-F | 16995
Arista | Supervisor module for 7300 Series chassis, & SSD (Spare) | DCS-7308-CH | 19995
Arista | Supervisor module for 7300 Series chassis, & SSD (Ships in chassis) | DCS-7308X3-BND-DC-F | 19995
Arista | Arista 7300X 32-port 40GbE QSFP+ linecard (spare) | DCS-7308X3-BND-DC-F2 | 35995
Arista | Arista 7300X 32-port 40GbE QSFP+ linecard (ships in chassis) | DCS-7308X3-BND-D-F | 35995
Arista | Arista 7300X3 32-port 100GbE QSFP linecard for 7300X3 Series (Spare) | DCS-7308X3-BND-D-F2 | 39995
Arista | Arista 7300X3 32-port 100GbE QSFP linecard for 7300X3 Series (Ships in chassis) | DCS-7308X3-BND-F | 39995
Arista | Arista 7300X3 48-port 25GbE SFP & 4 port 100GbE QSFP linecard for 7300X3 Series (Spare) | DCS-7308X3-BND-F2 | 24995
Arista | Arista 7300X3 48-port 25GbE SFP & 4 port 100GbE QSFP linecard for 7300X3 Series (Ships in chassis) | DCS-7308X3-FM2-F | 24995
Arista | Arista 7300X 48-port 10GbE SFP+ & 4 port 40GbE QSFP+ linecard (spare) | DCS-7308X3-FM2-F# | 21995
Arista | Arista 7300X 48-port 10GbE SFP+ & 4 port 40GbE QSFP+ linecard (ships in chassis) | DCS-7308X3-FM-F | 21995
Arista | Arista 7300X 48-port RJ45 10GBASE-T & 4 port 40GbE QSFP+ linecard (spare) | DCS-7308X3-FM-F# | 21995
Arista | Arista 7300X 48-port RJ45 10GBASE-T & 4 port 40GbE QSFP+ linecard (ships in chassis) | DCS-7308X-BND2-DC-F | 21995
Arista | Arista 7304 empty chassis, 2 supervisor slots, 4 linecard slots, 4 fabric module slots | DCS-7308X-BND2-DC-R | 10995
Arista | Arista 7304X3 chassis bundle. Includes 7304 chassis, 2xDC PS, 4x 7300X3 Fabrics/fans, 1x Supervisor (F-R) | DCS-7308X-BND-D-R | 81595
Arista | Arista 7304X3 chassis bundle. Includes 7304 chassis, 2xDC PS, 4x 7300X3-FM2 Fabrics/fans, 1x Supervisor (F-R) | DCS-7308X-BND-R | 91387
Arista | Arista 7304X3 chassis bundle. Includes 7304 chassis, 2x3KW PS, 4x 7300X3 Fabrics/fans, 1x Supervisor & SSD (F-R) | DCS-7308X-FM-F | 78995
Arista | Arista 7304X3 chassis bundle. Includes 7304 chassis, 2x3KW PS, 4x 7300X3-FM2 Fabrics/fans, 1x Supervisor & SSD (F-R) | DCS-7308X-FM-R | 88475
Arista | Arista 7304X3 chassis bundle. Includes 7304 chassis, 2x3KW PS, 4x 7300X3 Fabrics/fans, 1x Supervisor (F-R) | DCS-7308XT-BND-D-F | 75995
Arista | Arista 7304X3 chassis bundle. Includes 7304 chassis, 2x3KW PS, 4x 7300X3-FM2 Fabrics/fans, 1x Supervisor (F-R) | DCS-7308XT-BND-F | 85115
Arista | 7300X3 Fabric2 (integrated fans) module for 7304 chassis, required for slots 1-4. Front-to-rear air | DCS-7320X-32C-LC | 12315
Arista | 7300X3 Fabric2 (integrated fans) module for 7304 chassis, required for slots 1-4. Front-to-rear air (Ships in chassis) | DCS-7320X-32C-LC# | 12315
Arista | 7300X3 Fabric (integrated fans) module for 7304 chassis, required for slots 1-4. Front-to-rear air | DCS-7324X-BND-DC-F | 10995
Arista | 7300X3 Fabric (integrated fans) module for 7304 chassis, required for slots 1-4. Front-to-rear air (ships in chassis) | DCS-7324X-BND-D-F | 10995
Arista | Arista 7304X chassis bundle. Includes 7304 chassis, 2x3K DC PS, 4xFabrics/fans, 1x Supervisor (F-R) | DCS-7324X-BND-F | 60595
Arista | Arista 7304X chassis bundle. Includes 7304 chassis, 2x3K DC PS, 4xFabrics/fans, 1x Supervisor (R-F) | DCS-7324X-FM-F | 60595
Arista | Arista 7304X chassis bundle. Includes 7304 chassis, 2x3000PS, 4xFabrics/fans, 1x Supervisor & SSD (R-F) | DCS-7324X-FM-F# | 57995
Arista | Arista 7304X chassis bundle. Includes 7304 chassis, 2x3000PS, 4xFabrics/fans, 1x Supervisor (R-F) | DCS-7328X-BND-DC-F | 54995
Arista | Fabric-X (integrated fans) module for 7304 chassis, required for slots 1-4. Front-to-rear air | DCS-7328X-BND-D-F | 5495
Arista | Fabric-X (integrated fans) module for 7304 chassis, required for slots 1-4. Rear-to-front air | DCS-7328X-BND-F | 5495
Arista | Arista 7304X chassis bundle. Includes 7304 chassis, 2x3kW Titanium PS, 4xFabrics/ fans, 1xSupervisor & SSD (F-R) | DCS-7328X-FM-F | 57995
Arista | Arista 7304X chassis bundle. Includes 7304 chassis, 2x3KW Titanium PS, 4xFabrics/fans, 1x Supervisor (F-R) | DCS-7328X-FM-F# | 54995
Arista | Arista 7308 empty chassis, 2 supervisor slots, 8 linecard slots, 4 fabric module slots | DCS-7358-16C | 21995
Arista | Arista 7308X3 chassis bundle. Includes 7308 chassis, 4xDC PS, 4x 7300X3 Fabrics/fans, 1x Supervisor (F-R) | DCS-7358X-128-BND-D-F | 129195
Arista | Arista 7308X3 chassis bundle. Includes 7308 chassis, 4xDC PS, 4x 7300X3-FM2 Fabrics/fans, 1x Supervisor (F-R) | DCS-7358X-128-BND-D-R | 144699
Arista | Arista 7308X3 chassis bundle. Includes 7308 chassis, 4x3KW PS, 4x 7300X3 Fabrics/fans, 1x Supervisor & SSD (F-R) | DCS-7358X-128-BND-F | 120995
Arista | Arista 7308X3 chassis bundle. Includes 7308 chassis, 4x3KW PS, 4x 7300X3-FM2 Fabrics/fans, 1x Supervisor & SSD (F-R) | DCS-7358X-128-BND-R | 135515
Arista | Arista 7308X3 chassis bundle. Includes 7308 chassis, 4x3KW PS, 4x 7300X3 Fabrics/fans, 1x Supervisor (F-R) | DCS-7358X4-SC-F | 117995
Arista | Arista 7308X3 chassis bundle. Includes 7308 chassis, 4x3KW PS, 4x 7300X3-FM2 Fabrics/fans, 1x Supervisor (F-R) | DCS-7358X4-SC-F# | 132155
Arista | 7300X3 Fabric2 (integrated fans) module for 7308 chassis, required for slots 1-4. Front-to-rear air | DCS-7358X4-SC-R | 19035
Arista | 7300X3 Fabric2 (integrated fans) module for 7308 chassis, required for slots 1-4. Front-to-rear air (Ships in chassis) | DCS-7358X4-SC-R# | 19035
Arista | 7300X3 Fabric (integrated fans) module for 7308 chassis, required for slots 1-4. Front-to-rear air | DCS-7358X-BND-D-F | 16995
Arista | 7300X3 Fabric (integrated fans) module for 7308 chassis, required for slots 1-4. Front-to-rear air (Ships in chassis) | DCS-7358X-BND-D-R | 16995
Arista | Arista 7308X chassis bundle. Includes 7308 chassis, 4x3K DC PS, 4xFabrics/fans, 1x Supervisor (F-R) | DCS-7358X-BND-F | 100995
Arista | Arista 7308X chassis bundle. Includes 7308 chassis, 4x3K DC PS, 4 Fabrics/fans, 1x Supervisor (R-F) | DCS-7358X-BND-R | 100995
Arista | Arista 7308X chassis bundle. Includes 7308 chassis, 4x3000PS, 4xFabrics/fans, 1x Supervisor & SSD (R-F) | DCS-7368-16C | 92995
Arista | Arista 7308X chassis bundle. Includes 7308 chassis, 4x3000PS, 4 Fabrics/fans, 1x Supervisor (R-F) | DCS-7368-16C# | 89995
Arista | Fabric-X (integrated fans) module for 7308 chassis, required for slots 1-4. Front-to-rear air | DCS-7368-16S | 9995
Arista | Fabric-X (integrated fans) module for 7308 chassis, required for slots 1-4. Rear-to-front air | DCS-7368-16S# | 9995
Arista | Arista 7308X chassis bundle. Includes 7308 chassis, 4x3kW Titanium PS, 4xFabrics/fans, 1x Supervisor & SSD (F-R) | DCS-7368-4D | 92995
Arista | Arista 7308X chassis bundle. Includes 7308 chassis, 4x3kW Titanium PS, 4xFabrics/fans, 1x Supervisor (F-R) | DCS-7368-4D# | 89995
Arista | Arista 7320X-32C linecard for 7300X Series, 32 port 100GbE QSFP (Configurable) | DCS-7368-4P | 53995
Arista | Arista 7320X-32C linecard for 7300X Series, 32 port 100GbE QSFP (Ships in chassis) | DCS-7368-4P# | 53995
Arista | Arista 7324X chassis bundle. Includes 7304 chassis, 2xDC PS, 4x 7320X Fabrics/fans, 1xSupervisor (F-R) | DCS-7368-CH | 81595
Arista | Arista 7324X chassis bundle. Includes 7304 chassis, 2x3000PS, 4x 7320X Fabrics/ fans, 1xSupervisor & SSD (F-R) | DCS-7368-LCVR | 78995
Arista | Arista 7324X chassis bundle. Includes 7304 chassis, 2x3000PS, 4x 7320X Fabrics/fans, 1x Supervisor (F-R) | DCS-7368-PCVR | 75995
Arista | 7320X Fabric (integrated fans) module for 7304 chassis, required for slots 1-4. Front-to-rear air | DCS-7368-SUP | 10995
Arista | 7320X Fabric (integrated fans) module for 7304 chassis, required for slots 1-4. Front-to-rear air (ships in chassis) | DCS-7368-SUP-D | 10995
Arista | Arista 7328X chassis bundle. Includes 7308 chassis, 4xDC PS, 4x 7320X Fabrics/fans, 1x Supervisor (F-R) | DCS-7368X-128-BND-D-F | 129195
Arista | Arista 7328X chassis bundle. Includes 7308 chassis, 4x3000PS, 4x 7320X Fabrics/fans, 1x Supervisor & SSD (F-R) | DCS-7368X-128-BND-D-R | 120995
Arista | Arista 7328X chassis bundle. Includes 7308 chassis, 4x3000PS, 4x 7320X Fabrics/fans, 1x Supervisor (F-R) | DCS-7368X-128-BND-F | 117995
Arista | 7320X Fabric (integrated fans) module for 7308 chassis, required for slots 1-4. Front-to-rear air | DCS-7368X-128-BND-R | 16995
Arista | 7320X Fabric (integrated fans) module for 7308 chassis, required for slots 1-4. Front-to-rear air (Ships in chassis) | DCS-7368X4-SC-F | 16995
Arista | Arista 7358X-16C module for 7358X Series, 16 port 100GbE QSFP (Spare) | DCS-7368X4-SC-R | 4195
Arista | Arista 7358X 100G System bundle. Includes 7358X-BND-D Bundle and 128 x 100G QSFP ports (front-to-rear air) | DCS-7368X-BND-D-F | 87145
Arista | Arista 7358X 100G System bundle. Includes 7358X-BND-D Bundle and 128 x 100G QSFP ports (rear-to-front air) | DCS-7368X-BND-D-R | 87103
Arista | Arista 7358X 100G System bundle. Includes 7358X-BND Bundle and 128 x 100G QSFP ports (front-to-rear air) | DCS-7368X-BND-F | 86052
Arista | Arista 7358X 100G System bundle. Includes 7358X-BND Bundle and 128 x 100G QSFP ports (rear-to-front air) | DCS-7368X-BND-R | 86052
Arista | 7358X Switch Card for 7368 chassis, 7358X4-SC, includes Fans (front-to-rear air) Spare | DCS-7500-LCVR | 33553
Arista | 7358X Switch Card for 7368 chassis, 7358X4-SC, includes Fans (front-to-rear air) Ships in chassis | DCS-7500R2-36CQ-LC | 33553
Arista | 7358X Switch Card for 7368 chassis, 7358X4-SC, includes Fans (rear-to-front air) Spare | DCS-7500R2-36CQ-LC# | 33553
Arista | 7358X Switch Card for 7368 chassis, 7358X4-SC, includes Fans (rear-to-front air) Ships in chassis | DCS-7500R2A-36CQ-LC | 33553
Arista | Arista 7358X chassis bundle. Includes 7358 chassis, 2 x AC PS, Supervisor-SSD, 7358X4-SC and Fans (front-to-rear air) | DCS-7500R2A-36CQ-LC# | 53545
Arista | Arista 7358X chassis bundle. Includes 7358 chassis, 2 x AC PS, Supervisor-SSD, 7358X4-SC and Fans (rear-to-front air) | DCS-7500R2AK-36CQ-LC | 53545
Arista | Arista 7358X chassis bundle. Includes 7358 chassis, 2 x AC PS, Supervisor, 7358X4-SC and Fans (front-to-rear air) | DCS-7500R2AK-36CQ-LC# | 52495
Arista | Arista 7358X chassis bundle. Includes 7358 chassis, 2 x AC PS, Supervisor, 7358X4-SC and Fans (rear-to-front air) | DCS-7500R2AK-48YCQ-LC | 52495
Arista | Arista 7368X-16C module for 7368X Series, 16 port 100GbE QSFP (Spare) | DCS-7500R2AK-48YCQ-LC# | 3995
Arista | Arista 7368X-16C module for 7368X Series, 16 port 100GbE QSFP (Ships in chassis) | DCS-7500R2AM-36CQ-LC | 3995
Arista | Arista 7368X-16S module for 7368X Series, 16 port 25GbE SFP (Spare) | DCS-7500R2AM-36CQ-LC# | 2995
Arista | Arista 7368X-16S module for 7368X Series, 16 port 25GbE SFP (Ships in chassis) | DCS-7500R2M-36CQ-LC | 2995
Arista | Arista 7368X-4D module for 7368X Series, 4 port 400GbE QSFP-DD (Spare) | DCS-7500R2M-36CQ-LC# | 3595
Arista | Arista 7368X-4D module for 7368X Series, 4 port 400GbE QSFP-DD (Ships in chassis) | DCS-7500R3-24D-LC | 3595
Arista | Arista 7368X-4P module for 7368X Series, 4 port 400GbE OSFP (Spare) | DCS-7500R3-24D-LC# | 3460
Arista | Arista 7368X-4P module for 7368X Series, 4 port 400GbE OSFP (Ships in chassis) | DCS-7500R3-24P-LC | 3460
Arista | Arista 7368 empty chassis, 1 supervisor slots, 8 module slots | DCS-7500R3-24P-LC# | 4995
Arista | Blank cover for 7368 module slot | DCS-7500R3-36CQ-LC | 100
Arista | Blank Cover for 7368 Power Supply Slot | DCS-7500R3-36CQ-LC# | 100
Arista | Supervisor module for 7368 Series | DCS-7500R-36CQ-LC | 7995
Arista | Supervisor module for 7368 Series, with SSD | DCS-7500R-36CQ-LC# | 8995
Arista | Arista 7368X 100G System bundle. Includes 7368X-BND-D Bundle and 128 x 100G QSFP ports (front-to-rear air) | DCS-7500R-36Q-LC | 71955
Arista | Arista 7368X 100G System bundle. Includes 7368X-BND-D Bundle and 128 x 100G QSFP ports (rear-to-front air) | DCS-7500R-36Q-LC# | 71955
Arista | Arista 7368X 100G System bundle. Includes 7368X-BND Bundle and 128 x 100G QSFP ports (front-to-rear air) | DCS-7500R3K-36CQ-LC | 70955
Arista | Arista 7368X 100G System bundle. Includes 7368X-BND Bundle and 128 x 100G QSFP ports (rear-to-front air) | DCS-7500R3K-36CQ-LC# | 70955
Arista | 7368X Switch Card for 7368 chassis, X4-SC, includes Fans (front-to-rear air) | DCS-7500R3K-48Y4D-LC | 21995
Arista | 7368X Switch Card for 7368 chassis, X4-SC, includes Fans (rear-to-front air) | DCS-7500R3K-48Y4D-LC# | 21995
Arista | Arista 7368X chassis bundle. Includes 7368 chassis, 2 x AC PS, Supervisor-SSD, X4-SC and Fans (front-to-rear air) | DCS-7500R-48S2CQ-LC | 39995
Arista | Arista 7368X chassis bundle. Includes 7368 chassis, 2 x AC PS, Supervisor-SSD, X4-SC and Fans (rear-to-front air) | DCS-7500R-48S2CQ-LC# | 39995
Arista | Arista 7368X chassis bundle. Includes 7368 chassis, 2 x AC PS, Supervisor, X4-SC and Fans (front-to-rear air) | DCS-7500R-8CFPX-LC | 38995
Arista | Arista 7368X chassis bundle. Includes 7368 chassis, 2 x AC PS, Supervisor, X4-SC and Fans (rear-to-front air) | DCS-7500R-8CFPX-LC# | 38995
Arista | Blank cover for 7500 linecard slot | DCS-7500RM-36CQ-LC | 414
Arista | 7500R2 Series 36 port 100GbE QSFP100 wirespeed line card (spare) | DCS-7500RM-36CQ-LC# | 69995
Arista | 7500R2 Series 36 port 100GbE QSFP100 wirespeed line card (ships in chassis) | DCS-7500-SCVR | 69995
Arista | 7500R2 Series 36 port 100GbE QSFP100 AlgoMatch wirespeed line card (spare) | DCS-7500-SUP2 | 79995
Arista | 7500R2 Series 36 port 100GbE QSFP100 AlgoMatch wirespeed line card (ships in chassis) | DCS-7500-SUP2# | 79995
Arista | 7500R2 Series 36 port 100GbE QSFP100 AlgoMatch, 2M routes, wirespeed line card (spare) | DCS-7500-SUP2-D | 99995
Arista | 7500R2 Series 36 port 100GbE QSFP100 AlgoMatch, 2M routes, wirespeed line card (ships in chassis) | DCS-7500-SUP2-D# | 99995
Arista | 7500R2 Series 48 port 10/25GbE SFP+ and 2 port 100GbE QSFP AlgoMatch, 2M routes, wirespeed line card (spare) | DCS-7504N-CH | 44995
Arista | 7500R2 Series 48 port 10/25GbE SFP+ and 2 port 100GbE QSFP AlgoMatch, 2M routes, wirespeed line card (ships in chassis) | DCS-7504R3-BND | 44995
Arista | 7500R2 Series 36 port 100GbE QSFP100 with AlgoMatch and MACSec, wirespeed line card (spare) | DCS-7504R3-BND-D | 109995
Arista | 7500R2 Series 36 port 100GbE QSFP100 with AlgoMatch and MACSec, wirespeed line card (ships in chassis) | DCS-7504R3-BND-DC | 109995
Arista | 7500R2 Series 36 port 100GbE QSFP100 with MACSec, wirespeed line card (spare) | DCS-7504R3-BND-DC-D | 99995
Arista | 7500R2 Series 36 port 100GbE QSFP100 with MACSec, wirespeed line card (ships in chassis) | DCS-7504R3-BND-DC-FLX | 99995
Arista | 7500R3 Series 24 port 400GbE QSFP-DD wirespeed line card (spare) | DCS-7504R3-BND-DC-S2 | 149995
Arista | 7500R3 Series 24 port 400GbE QSFP-DD wirespeed line card (ships in chassis) | DCS-7504R3-BND-FLX | 149995
Arista | 7500R3 Series 24 port 400GbE OSFP wirespeed line card (spare) | DCS-7504R3-BND-S2 | 139995
Arista | 7500R3 Series 24 port 400GbE OSFP wirespeed line card (ships in chassis) | DCS-7504R3-FM | 139995
Arista | 7500R3 Series 36 port 100GbE QSFP100 wirespeed line card (spare) | DCS-7504R-BND | 54995
Arista | 7500R3 Series 36 port 100GbE QSFP100 wirespeed line card (ships in chassis) | DCS-7504R-BND-D | 54995
Arista | 7500R Series 36 port 100GbE QSFP100 wirespeed line card (spare) | DCS-7504R-BND-DC | 74995
Arista | 7500R Series 36 port 100GbE QSFP100 wirespeed line card (ships in chassis) | DCS-7504R-BND-DC-D | 74995
Arista | 7500R Series 36 port 40GbE QSFP+ wirespeed line card (spare) | DCS-7504R-BND-DC-FLX | 49995
Arista | 7500R Series 36 port 40GbE QSFP+ wirespeed line card (ships in chassis) | DCS-7504R-BND-FLX | 49995
Arista | 7500R3 Series 36 port 100GbE QSFP100 wirespeed line card, large routes (spare) | DCS-7504R-BND-S2 | 74995
Arista | 7500R3 Series 36 port 100GbE QSFP100 wirespeed line card, large routes (ships in chassis) | DCS-7504R-FM | 74995
Arista | 7500R3 Series 48 port 25GbE SFP and 4 port 400GbE wirespeed line card, large routes (spare) | DCS-7508N-CH | 52495
Arista | 7500R3 Series 48 port 25GbE SFP and 4 port 400GbE wirespeed line card, large routes (ships in chassis) | DCS-7508R3-BND | 52495
Arista | 7500R Series 48 port 1/10GbE SFP+ and 2 port 100GbE QSFP wirespeed line card (spare) | DCS-7508R3-BND-D | 34995
Arista | 7500R Series 48 port 1/10GbE SFP+ and 2 port 100GbE QSFP wirespeed line card (ships in chassis) | DCS-7508R3-BND-DC | 34995
Arista | 7500R Series 8 port 200GbE Tunable Coherent DWDM, with MACsec line card (spare) | DCS-7508R3-BND-DC-D | 299995
Arista | 7500R Series 8 port 200GbE Tunable Coherent DWDM, with MACsec line card (ships in chassis) | DCS-7508R3-BND-DC-FLX | 299995
Arista | 7500R Series 36 port 100GbE QSFP100 with MACSec, wirespeed line card (spare) | DCS-7508R3-BND-DC-S2 | 129995
Arista | 7500R Series 36 port 100GbE QSFP100 with MACSec, wirespeed line card (ships in chassis) | DCS-7508R3-BND-FLX | 129995
Arista | Blank cover for 7500 supervisor slot | DCS-7508R3-BND-S2 | 234
Arista | Supervisor-2 module for 7500 Series (spare) | DCS-7508R3-FM | 24995
Arista | Supervisor-2 module for 7500 Series (ships in chassis) | DCS-7508R-BND | 24995
Arista | Supervisor-2 module for 7500 Chassis, with SSD (spare) | DCS-7508R-BND-D | 27995
Arista | Supervisor-2 module for 7500 Series, with SSD (ships in chassis) | DCS-7508R-BND-DC | 27995
Arista | Arista 7504N Empty Chassis, 2 Supervisor Slots, 4 Linecard Slots, 6 Fabric Module Slots, AC or DC option | DCS-7508R-BND-DC-D | 21995
Arista | Arista 7504R Chassis bundle. Includes 7504N chassis, 4x3kW PS, 6xFM-R3, 1xSup2 | DCS-7508R-BND-DC-FLX | 159995
Arista | Arista 7504R Chassis bundle. Includes 7504N chassis, 4x3kW PS, 6xFM-R3, 1xSup2-SSD | DCS-7508R-BND-FLX | 162995
Arista | Arista 7504R Chassis bundle. Includes 7504N chassis, 4x3kW DC PS, 6xFM-R3, 1xSup2 | DCS-7508R-BND-S2 | 179995
Arista | Arista 7504R Chassis bundle. Includes 7504N chassis, 4x3kW DC PS, 6xFM-R3, 1xSup2-SSD | DCS-7508R-FM | 182995
Arista | Arista 7504R Chassis bundle. Includes 7504N chassis, 4x3kW DC PS, 6xFM-R3, 1xSup2, FLX Lic | DCS-7512N-CH | 244990
Arista | Arista 7504R Chassis bundle. Includes 7504N chassis, 4x3kW DC PS, 6xFM-R3, 2xSup2 | DCS-7512R3-BND | 204990
Arista | Arista 7504R Chassis bundle. Includes 7504N chassis, 4x3kW PS, 6xFM-R3, 1xSup2, FLX Lic | DCS-7512R3-BND-D | 224990
Arista | Arista 7504R Chassis bundle. Includes 7504N chassis, 4x3kW PS, 6xFM-R3, 2xSup2 | DCS-7512R3-BND-DC | 184990
Arista | 7500R3 Series Fabric (integrated fan) Module for 7504 Chassis, required for fabric slots 1-6 | DCS-7512R3-BND-DC-D | 19495
Arista | Arista 7504R Chassis bundle. Includes 7504N chassis, 4x3kW PS, 6xFM-R, 1xSup2 | DCS-7512R3-BND-DC-FLX | 139995
Arista | Arista 7504R Chassis bundle. Includes 7504N chassis, 4x3kW PS, 6xFM-R, 1xSup2-D | DCS-7512R3-BND-DC-S2 | 142995
Arista | Arista 7504R DC Chassis bundle. Includes 7504N chassis, 4xDC PS, 6xFM-R, 1xSup2 | DCS-7512R3-BND-FLX | 159995
Arista | Arista 7504R DC Chassis bundle. Includes 7504N chassis, 4xDC PS, 6xFM-R, 1xSup2-D | DCS-7512R3-BND-S2 | 162995
Arista | Arista 7504R DC Chassis bundle. Includes 7504N chassis, 4xDC PS, 6xFM-R, 1xSup2, FLX Lic | DCS-7512R3-FM | 224990
Arista | Arista 7504R-L3M Chassis bundle. Includes 7504N chassis, 4x3kW PS, 6xFM-R, 1xSup2, Over 256K Routes, MPLS and VXLAN | DCS-7512R-BND | 204990
Arista | Arista 7504R Chassis bundle. Includes 7504N chassis, 4x3kW PS, 6xFM-R, 2xSup2 | DCS-7512R-BND-D | 164990
Arista | 7500R Series Fabric (integrated fan) Module for 7504 Chassis, required for fabric slots 1-6 | DCS-7512R-BND-DC | 15995
Arista | Arista 7508N empty chassis, 2 Supervisor slots, 8 line card slots, 6 Fabric Module slots, AC or DC option | DCS-7512R-BND-DC-D | 29995
Arista | Arista 7508R Chassis bundle. Includes 7508N chassis, 6x3kW PS, 6xFM-R3, 1xSup2 | DCS-7512R-BND-FLX | 249995
Arista | Arista 7508R Chassis bundle. Includes 7508N chassis, 6x3kW PS, 6xFM-R3, 1xSup2-SSD | DCS-7512R-FM | 252995
Arista | Arista 7508R Chassis bundle. Includes 7508N chassis, 6x3kW DC PS, 6xFM-R3, 1xSup2 | DCS-7516N-CH | 269995
Arista | Arista 7508R Chassis bundle. Includes 7508N chassis, 6x3kW DC PS, 6xFM-R3, 1xSup2-SSD | DCS-7516R-BND | 272995
Arista | Arista 7508R Chassis bundle. Includes 7508N chassis, 6x3kW DC PS, 6xFM-R3, 1xSup2, FLX Lic | DCS-7516R-BND-D | 369990
Arista | Arista 7508R Chassis bundle. Includes 7508N chassis, 8x3kW DC PS, 6xFM-R3, 2xSup2 | DCS-7516R-BND-DC | 294990
Arista | Arista 7508R Chassis bundle. Includes 7508N chassis, 6x3kW PS, 6xFM-R3, 1xSup2, FLX Lic | DCS-7516R-BND-DC-D | 349990
Arista | Arista 7508R Chassis bundle. Includes 7508N chassis, 8x3kW PS, 6xFM-R3, 2xSup2 | DCS-7516R-BND-FLX | 274990
Arista | 7500R3 Series Fabric (integrated fan) Module for 7508 Chassis, required for fabric slots 1-6 | DCS-7516R-FM | 29995
Arista | Arista 7508R Chassis bundle. Includes 7508N chassis, 6x3kW PS, 6xFM-R, 1xSup2 | DCS-7516-SCVR | 179995
Arista | Arista 7508R Chassis bundle. Includes 7508N chassis, 6x3kW PS, 6xFM-R, 1xSup2-D | DCS-7516-SUP2 | 182995
Arista | Arista 7508R DC Chassis bundle. Includes 7508N chassis, 6xDC PS, 6xFM-R, 1xSup2 | DCS-7516-SUP2-D | 199995
Arista | Arista 7508R DC Chassis bundle. Includes 7508N chassis, 6xDC PS, 6xFM-R, 1xSup2-D | DCS-7800-LCVR | 202995
Arista | Arista 7508R DC Chassis bundle. Includes 7508N chassis, 6xDC PS, 6xFM-R, 1xSup2, FLX Lic | DCS-7800-PCVR | 299990
Arista | Arista 7508R-L3M Chassis bundle. Includes 7508N chassis, 6x3kW PS, 6xFM-R, 1xSup2, Over 256K Routes, MPLS and VXLAN | DCS-7800R3-36D-LC | 279990
Arista | Arista 7508R Chassis bundle. Includes 7508N chassis, 8x3kW PS, 6xFM-R, 2xSup2 | DCS-7800R3-36D-LC# | 210980
Arista | 7500R Series Fabric (integrated fan) Module for 7508 Chassis, required for fabric slots 1-6 | DCS-7800R3-36P-LC | 21995
Arista | Arista 7512N empty chassis, 2 Supervisor slots, 12 line card slots, 6 Fabric Module slots, AC or DC option | DCS-7800R3-36P-LC# | 45995
Arista | Arista 7512R Chassis bundle. Includes 7512N chassis, 8x3kW PS, 6xFM-R3, 1xSup2 | DCS-7800R3-48CQ2-LC | 393744.75
Arista | Arista 7512R Chassis bundle. Includes 7512N chassis, 8x3kW PS, 6xFM-R3, 1xSup2-SSD | DCS-7800R3-48CQ2-LC# | 396894.75
Arista | Arista 7512R Chassis bundle. Includes 7512N chassis, 8x3kW DC PS, 6xFM-R3, 1xSup2 | DCS-7800R3-48CQ-LC | 425244.75
Arista | Arista 7512R Chassis bundle. Includes 7512N chassis, 8x3kW DC PS, 6xFM-R3, 1xSup2-SSD | DCS-7800R3-48CQ-LC# | 428394.75
Arista | Arista 7512R Chassis bundle. Includes 7512N chassis, 8x3kW DC PS, 6xFM-R3, 1xSup2, FLX Lic | DCS-7800R3-48CQM2-LC | 555239.75
Arista | Arista 7512R Chassis bundle. Includes 7512N chassis, 12x3kW DC PS, 6xFM-R3, 2xSup2 | DCS-7800R3-48CQM2-LC# | 451489.5
Arista | Arista 7512R Chassis bundle. Includes 7512N chassis, 12x3kW PS, 6xFM-R3, 1xSup2, FLX Lic | DCS-7800R3-48CQM-LC | 523739.75
Arista | Arista 7512R Chassis bundle. Includes 7512N chassis, 12x3kW PS, 6xFM-R3, 2xSup2 | DCS-7800R3-48CQM-LC# | 419989.5
Arista | 7500R3 Series Fabric (integrated fan) Module for 7512 Chassis, required for fabric slots 1-6 | DCS-7800R3-48CQMS-LC | 52494.75
Arista | Arista 7512R Chassis bundle. Includes 7512N chassis, 8x3kW PS, 6xFM-R, 1xSup2 | DCS-7800R3-48CQMS-LC# | 299995
Arista | Arista 7512R Chassis bundle. Includes 7512N chassis, 8x3kW PS, 6xFM-R, 1xSup2-D | DCS-7800R3-72Y-LC | 302995
Arista | Arista 7512R DC Chassis bundle. Includes 7512N chassis, 8xDC PS, 6xFM-R, 1xSup2 | DCS-7800R3-72Y-LC# | 329995
Arista | Arista 7512R DC Chassis bundle. Includes 7512N chassis, 8xDC PS, 6xFM-R, 1xSup2-D | DCS-7800R3K-36DM-LC | 332995
Arista | Arista 7512R-FLX Chassis bundle. Includes 7512N chassis, 8x3kW PS, 6xFM-R, 1xSup2, Over 256K Routes, MPLS and VXLAN | DCS-7800R3K-36DM-LC# | 429990
Arista | 7500R Series Fabric (integrated fan) Module for 7512 Chassis, required for fabric slots 1-6 | DCS-7800R3K-48CQ-LC | 34995
Arista | Arista 7516N empty chassis, 2 Supervisor slots, 8 line card slots, 6 Fabric Module slots, AC or DC option | DCS-7800R3K-48CQ-LC# | 59995
Arista | Arista 7516R Chassis bundle. Includes 7516N chassis, 12x3kW PS, 6xFM-R, 1x7516-Sup2 | DCS-7800R3K-72Y-LC | 399995
Arista | Arista 7516R Chassis bundle. Includes 7516N chassis, 12x3kW PS, 6xFM-R, 1x7516-Sup2-D | DCS-7800R3K-72Y-LC# | 402995
Arista | Arista 7516R DC Chassis bundle. Includes 7516N chassis, 12xDC PS, 6xFM-R, 1x7516-Sup2 | DCS-7800-SCVR | 432995
Arista | Arista 7516R DC Chassis bundle. Includes 7516N chassis, 12xDC PS, 6xFM-R, 1x7516-Sup2-D | DCS-7800-SUP | 435995
Arista | Arista 7516R-FLX Chassis bundle. Includes 7516N chassis, 12x3kW PS, 6xFM-R, 1x7516-Sup2, Over 256K Routes, MPLS and VXLAN | DCS-7800-SUP1A | 549990
Arista | 7500R Series Fabric (integrated fan) Module for 7516 Chassis, required for fabric slots 1-6 | DCS-7804-CH | 49995
Arista | Blank cover for 7516 supervisor slot | DCS-7804R3-BND | 295
Arista | Supervisor-2 module for 7516 Series (spare) | DCS-7804R3-BND-DC | 24995
Arista | Supervisor-2 module for 7516 Series, with SSD (spare) | DCS-7804R3-BND-DC-S2 | 27995
Arista | Blank cover for 7800 line card slot | DCS-7804R3-BND-FLX | 400
Arista | Blank cover for 7800 power supply slot | DCS-7804R3-BND-S2 | 100
Arista | 7800R3 Series 36 port 400GbE QSFP-DD wirespeed line card (spare) | DCS-7804R3-FM | 189995
Arista | 7800R3 Series 36 port 400GbE QSFP-DD wirespeed line card (Ships in chassis) | DCS-7808-CH | 189995
Arista | 7800R3 Series 36 port 400GbE OSFP wirespeed line card (spare) | DCS-7808R3A-BND | 149995
Arista | 7800R3 Series 36 port 400GbE OSFP wirespeed line card (ships in chassis) | DCS-7808R3-BND | 149995
Arista | 7800R3 Series 48 port 100GbE QSFP line-card with CPU (spare) | DCS-7808R3-BND-DC | 79995
Arista | 7800R3 Series 48 port 100GbE QSFP line-card with CPU (Ships in chassis) | DCS-7808R3-BND-DC-S2 | 79995
Arista | 7800R3 Series 48 port 100GbE QSFP wirespeed line card (spare) | DCS-7808R3-BND-FLX | 74995
Arista | 7800R3 Series 48 port 100GbE QSFP wirespeed line card (ships in chassis) | DCS-7808R3-BND-S2 | 74995
Arista | 7800R3 Series 48 port 100GbE QSFP with Enh MACSec line-card with CPU (spare) | DCS-7808R3-FM | 99995
Arista | 7800R3 Series 48 port 100GbE QSFP with Enh MACSec line-card with CPU (Ships in chassis) | DCS-7808R3-FM2 | 99995
Arista | 7800R3 Series 48 port 100GbE QSFP with MACsec wirespeed line card (spare) | DCS-7816-CH | 99995
Arista | 7800R3 Series 48 port 100GbE QSFP with MACsec wirespeed line card (ships in chassis) | DCS-7816R3-BND | 99995
Arista | 7800R3 Series 48 port 100GbE QSFP with Enh MACSec line card (spare) | DCS-7816R3-BND-DC | 99995
Arista | 7800R3 Series 48 port 100GbE QSFP with Enh MACSec line card (Ships in chassis) | DCS-7816R3-BND-DC-S2 | 99995
Arista | 7800R3 Series 72 port 25GbE SFP wirespeed line card (spare) | DCS-7816R3-BND-FLX | 49995
Arista | 7800R3 Series 72 port 25GbE SFP wirespeed line card (Ships in chassis) | DCS-7816R3-BND-S2 | 49995
Arista | 7800R3 Series 36 port 400GbE QSFP-DD with MACsec wirespeed line card, large routes (spare) | DCS-7816R3-FM | 249995
Arista | 7800R3 Series 36 port 400GbE QSFP-DD with MACsec wirespeed line card, large routes (Ships in chassis) | DCS-7816-SUP | 249995
Arista | 7800R3 Series 48 port 100GbE QSFP wirespeed line card, large routes (spare) | DCS-7816-SUP# | 99995
Arista | 7800R3 Series 48 port 100GbE QSFP wirespeed line card, large routes (ships in chassis) | Expedite Fee | 99995
Arista | 7800R3 Series 72 port 25GbE SFP wirespeed line card, large routes (spare) | Expedite Fee +$5k | 52495
Arista | 7800R3 Series 72 port 25GbE SFP wirespeed line card, large routes (Ships in chassis) | Expedite Fee-30+ | 52495
Arista | Blank cover for 7800 supervisor slot | Expedite Fee | 200
Arista | Supervisor module for 7800 series chassis | Expedite-Fee-Fixed | 24995
Arista | Supervisor1A module for 7800 series chassis (Spare) | Expedite-Fee-Modular | 24995
Arista | Arista 7804 chassis, 2 Supervisor slots, 4 line card slots, 6 Fabric Module slots, AC or DC option | FAN-7000-F | 36995
Arista | Configurable fan module for Arista 7150, 7124SX(FX), 7050, 7050X 1U, 7280 & 7048-A switches (front-to-rear airflow) | FAN-7000-F# | 105
Arista | Arista 7804R Chassis bundle. Includes 7804 chassis, 6x3kW DC PS, 6xFM-R3, 1x7800-Sup | FAN-7000H-F | 245395
Arista | Arista 7804R Chassis bundle. Includes 7804 chassis, 6x3kW DC PS, 6xFM-R3, 2x7800-Sup | FAN-7000H-F# | 270390
Arista | Arista 7804R Chassis bundle. Includes 7804 chassis, 6x3kW PS, 6xFM-R3, 1x7800-Sup | FAN-7000H-R | 304990
Arista | Arista 7804R Chassis bundle. Includes 7804 chassis, 6x3kW PS, 6xFM-R3, 2x7800-Sup | FAN-7000H-R# | 264990
Arista | 7800R3 Series Fabric Module for 7804 Chassis, required for fabric slots 1-6 | FAN-7000-R | 25995
Arista | Arista 7808 chassis, 2 Supervisor slots, 8 line card slots, 6 Fabric Module slots, AC or DC option | FAN-7000-R# | 49995
Arista | Arista 7808R Chassis bundle. Includes 7808 chassis, 8x3kW PS, 6xFM2-R3, 1x7800-Sup | FAN-7001C-F | 319995
Arista | Arista 7808R Chassis bundle. Includes 7808 chassis, 8x3kW PS, 6xFM-R3, 1x7800-Sup | FAN-7001C-F# | 339995
Arista | Arista 7808R Chassis bundle. Includes 7808 chassis, 8x3kW DC PS, 6xFM-R3, 1x7800-Sup | FAN-7001C-R | 347195
Arista | Arista 7808R Chassis bundle. Includes 7808 chassis, 8x3kW DC PS, 6xFM-R3, 2x7800-Sup | FAN-7001C-R# | 372190
Arista | Arista 7808R Chassis bundle. Includes 7808 chassis, 8x3kW PS, 6xFM-R3, 1x7800-Sup | FAN-7001D-F | 439990
Arista | Arista 7808R Chassis bundle. Includes 7808 chassis, 8x3kW PS, 6xFM-R3, 2x7800-Sup | FAN-7001D-F# | 364990
Arista | 7800R3 Series Fabric Module for 7808 Chassis, required for fabric slots 1-6 | FAN-7001DH-F | 39995
Arista | 7800R3 Series Fabric Module-2 for 7808 Chassis, required for fabric slots 1-6 | FAN-7001DH-F# | 39995
Arista | Arista 7816 chassis, 2 Supervisor slots, 16 line card slots, 6 Fabric Module slots, AC or DC option | FAN-7001DH-R | 136495
Arista | Arista 7816R Chassis bundle. Includes 7816 chassis, 12x3kW PS, 12xFM-R3, 1x7816-Sup | FAN-7001DH-R# | 839995
Arista | Arista 7816R Chassis bundle. Includes 7816 chassis, 12x3kW DC PS, 12xFM-R3, 1x7816-Sup | FAN-7001D-R | 851335
Arista | Arista 7816R Chassis bundle. Includes 7816 chassis, 12x3kW DC PS, 12xFM-R3, 2x7816-Sup | FAN-7001D-R# | 882830
Arista | Arista 7816R Chassis bundle. Includes 7816 chassis, 12x3kW PS, 12xFM-R3, 1x7816-Sup, FLX Lic | FAN-7002-F | 989990
Arista | Arista 7816R Chassis bundle. Includes 7816 chassis, 12x3kW PS, 12xFM-R3, 2x7816-Sup | FAN-7002-F# | 871490
Arista | 7800R3 Series Fabric Module for 7816 Chassis, required for fabric slots 1-12 | FAN-7002H-F | 52495
Arista | Supervisor module for 7800 series 7816 chassis (Spare) | FAN-7002H-F# | 31495
Arista | Supervisor module for 7800 series 7816 chassis (Ships in chassis) | FAN-7002H-R | 31495
Arista | Optics/Cables 48 Hour Expedite Fee (Up to 30 units) | FAN-7002H-R# | 700
Arista | Optics/Cables 48 Hour Expedite Fee (Up to 300 units) | FAN-7002-R | 1500
Arista | Optics/Cables 15 Business Day Expedite Fee (Up to 300 units) | FAN-7002-R# | 1500
Arista | Optics/Cables 15 Business Day Expedite Fee (Up to 30 units) | FAN-7010 | 700
Arista | Fixed Switch 40 Business Day Expedite Fee (Per unit) | FAN-7010X | 1000
Arista | Modular Switch 60 Business Day Expedite Fee (Per unit) | FAN-7011H-F | 2000
Arista | Spare fan module for Arista 7150, 7124SX(FX), 7050, 7050X 1U, 7280 & 7048-A switches (front-to-rear airflow) | FAN-7011H-F# | 100
Arista | Configurable fan module for Arista 7150, 7124SX(FX), 7050, 7050X 1U, 7280 & 7048-A switches (front-to-rear airflow) | FAN-7011H-R | 100
Arista | Spare fan module for Arista 7160 and 7280R Series 1RU switches (front-to-rear airflow) | FAN-7011H-R# | 100
Arista | Configurable high speed fan module for Arista 7280R 1RU switches (front to rear airflow) | FAN-7011M-F | 100
Arista | Spare fan module for Arista 7160 and 7280R Series 1RU switches (rear-to-front airflow) | FAN-7011M-F# | 100
Arista | Configurable high speed fan module for Arista 7280R 1RU switches (rear to front airflow) | FAN-7011M-R | 100
Arista | Spare fan module for Arista 7150, 7124SX(FX), 7050, 7050X 1U, 7280 & 7048-A switches (rear-to-front airflow) | FAN-7011M-R# | 100
Arista | Configurable fan module for Arista 7150, 7124SX(FX), 7050, 7050X 1U, 7280 & 7048-A switches (rear-to-front airflow) | FAN-7011S-F | 100
Arista | Spare fan module for Arista 7000 Series 1RU switches (front-to-rear airflow) | FAN-7011S-F# | 150
Arista | Configurable fan module for Arista 7000 Series 1RU switches (front-to-rear airflow) | FAN-7011S-R | 150
Arista | Spare fan module for Arista 7000 Series 1RU switches (rear-to-front airflow) | FAN-7011S-R# | 150
Arista | Configurable fan module for Arista 7000 Series 1RU switches (rear-to-front airflow) | FAN-7012H-RED | 150
Arista | Spare fan module for Arista 7000 Series 1RU switches (front-to-rear airflow) | FAN-7012H-RED# | 150
Arista | Configurable fan module for Arista 7000 Series 1RU switches (front-to-rear airflow) | FAN-7012M-BLUE | 150
Arista | Spare high speed fan module for Arista 7000 Series 1RU switches (front-to-rear airflow) | FAN-7012M-BLUE# | 150
Arista | Configurable high speed fan module for Arista 7000 Series 1RU switches (front-to-rear airflow) | FAN-7012M-RED | 150
Arista | Spare high speed fan module for Arista 7000 Series 1RU switches (rear-to-front airflow) | FAN-7012M-RED# | 150
Arista | Configurable high speed fan module for Arista 7000 Series 1RU switches (rear-to-front airflow) | FAN-7130-1U-F | 150
Arista | Spare fan module for Arista 7000 Series 1RU switches (rear-to-front airflow) | FAN-7130-1U-F# | 150
Arista | Configurable fan module for Arista 7000 Series 1RU switches (rear-to-front airflow) | FAN-7130-1U-R | 150
Arista | Spare fan module for Arista 7250 / 7050 2RU and 7300 switches (front to rear airflow) | FAN-7130-1U-R# | 150
Arista | Configurable fan module for Arista 7250 / 7050 2RU and 7300 switches (front to rear airflow) | FAN-7130-2U-F | 150
Arista | Spare high speed fan module for Arista 7260X 2RU and 7320X switches (front to rear airflow) | FAN-7130-2U-F# | 150
Arista | Configurable high speed fan module for Arista 7260X 2RU and 7320X switches (front to rear airflow) | FAN-7130-2U-R | 150
Arista | Spare high speed fan module for Arista 7260X / 7280R 2RU and 7320X switches (rear to front airflow) | FAN-7130-2U-R# | 150
Arista | Configurable high speed fan module for Arista 7260X / 7280R 2RU and 7320X switches (rear to front airflow) | FAN-752M-RED | 150
Arista | Spare fan module for Arista 7250 / 7050 2RU and 7300 switches (rear to front airflow) | H-D400-4Q100-1M | 150
Arista | Configurable fan module for Arista 7250 / 7050 2RU and 7300 switches (rear to front airflow) | H-D400-4Q100-2M | 150
Arista | Spare fan module for Arista 7010 switches (reversible airflow) | H-D400-4Q100-3M | 100
Arista | Spare fan module for Arista 7010X switches (reversible airflow) | H-D400-4Q100-5M | 105
Arista | Spare fan module for Arista 7000 Series 1RU High Speed Fan (front-to-rear airflow) | H-O400-4Q100-1M | 300
Arista | Configurable fan module for Arista 7000 Series 1RU High Speed Fan (front-to-rear airflow) | H-O400-4Q100-2M | 300
Arista | Spare fan module for Arista 7000 Series 1RU High Speed Fan (rear-to-front airflow) | H-O400-4Q100-3M | 300
Arista | Configurable fan module for Arista 7000 Series 1RU High Speed Fan (rear-to-front airflow) | H-O400-4Q100-5M | 300
Arista | Spare fan module for Arista 7000 Series 1RU Enhanced Fan Speed (front-to-rear airflow) | KIT-2POST | 200
Arista | Configurable fan module for Arista 7000 Series 1RU Enhanced Fan Speed (front-to-rear airflow) | KIT-2POST-1U-NT | 200
Arista | Spare fan module for Arista 7000 Series 1RU Enhanced Fan Speed (rear-to-front airflow) | KIT-4POST-NT | 200
Arista | Configurable fan module for Arista 7000 Series 1RU Enhanced Fan Speed (rear-to-front airflow) | KIT-7000 | 200
Arista | Spare fan module for Arista 7000 Series 1RU Standard Fan Speed (front-to-rear airflow) | KIT-7001 | 200
Arista | Configurable fan module for Arista 7000 Series 1RU Standard Fan Speed (front-to-rear airflow) | KIT-7001-4POST-L | 200
Arista | Spare fan module for Arista 7000 Series 1RU Standard Fan Speed (rear-to-front airflow) | KIT-7001-4POST-L-D | 200
Arista | Configurable fan module for Arista 7000 Series 1RU Standard Fan Speed (rear-to-front airflow) | KIT-7001-D | 200
Arista | Spare fan module for Arista 7000 Series 2RU High Speed Fan (front-to-rear airflow) | KIT-7002 | 150
Arista | Configurable fan module for Arista 7000 Series 2RU High Speed Fan (front-to-rear airflow) | KIT-7003 | 150
Arista | Spare fan module for Arista 7000 Series 2RU Enhanced Fan Speed (rear-to-front airflow) | KIT-7004-2U | 150
Arista | Configurable fan module for Arista 7000 Series 2RU Enhanced Fan Speed (rear-to-front airflow) | KIT-7004-2UL | 150
Arista | Spare fan module for Arista 7000 Series 2RU Enhanced Fan Speed (front-to-rear airflow) | KIT-7010 | 150
Arista | Configurable fan module for Arista 7000 Series 2RU Enhanced Fan Speed (front-to-rear airflow) | KIT-7010-2POST-23 | 150
Arista | Spare fan module for Arista 7130 Series 1U (front-to-rear airflow) | KIT-7010-4POST | 100
Arista | Configurable fan module for Arista 7130 Series 1U (front-to-rear airflow) | KIT-7010X | 100
Arista | Spare fan module for Arista 7130 Series 1U (rear-to-front airflow) | KIT-7010X-2POST | 100
Arista | Configurable fan module for Arista 7130 Series 1U (rear-to-front airflow) | KIT-7010X-4POST | 100
Arista | Spare fan module for Arista 7130 Series 2U (front-to-rear airflow) | KIT-7021 | 150
Arista | Configurable fan module for Arista 7130 Series 2U (front-to-rear airflow) | KIT-7101 | 150
Arista | Spare fan module for Arista 7130 Series 2U (rear-to-front airflow) | KIT-7101-D | 150
Arista | Configurable fan module for Arista 7130 Series 2U (rear-to-front airflow) | KIT-7101-LD-RK | 150
Arista | Spare fan for Arista 700 Series 2RU and chassis Enhanced Fan Speed (Front-to-rear airflow) | KIT-7101-RK | 150
Arista | 400GBASE-CR8 QSFP-DD to 4 x 100GBASE-CR4 QSFP Active Copper Cable, 1 meter | KIT-7102 | 6995
Arista | 400GBASE-CR8 QSFP-DD to 4 x 100GBASE-CR4 QSFP Active Copper Cable, 2 meter | KIT-7102-D | 6995
Arista | 400GBASE-CR8 QSFP-DD to 4 x 100GBASE-CR4 QSFP Active Copper Cable, 3 meter | KIT-7130-2-AC-FAN-F | 6995
Arista | 400GBASE-CR8 QSFP-DD to 4 x 100GBASE-CR4 QSFP Active Copper Cable, 5 meter | KIT-7130-2-AC-FAN-R | 8195
Arista | 400GBASE-CR8 OSFP to 4 x 100GBASE-CR4 QSFP Active Copper Cable, 1 meter | KIT-7130-2-DC-FAN-R | 6995
Arista | 400GBASE-CR8 OSFP to 4 x 100GBASE-CR4 QSFP Active Copper Cable, 2 meter | KIT-7130-ACC | 6995
Arista | 400GBASE-CR8 OSFP to 4 x 100GBASE-CR4 QSFP Active Copper Cable, 3 meter | KIT-7130-AC-FAN-F | 6995
Arista | 400GBASE-CR8 OSFP to 4 x 100GBASE-CR4 QSFP Active Copper Cable, 5 meter | KIT-7130-AC-FAN-R | 8195
Arista | Spare 2 post rack mount installation kit for Arista 7050X and 7250X 2RU switches | KIT-7130-DC-FAN-R | 50
Arista | Spare 1RU 2 post rail kit for 1RU tool less systems (7050QX-32S, 7050SX/TX and 7280) | KIT-7201 | 50
Arista | Spare 1RU/2RU tool-less rail kits for 4-post installation (7280, 7250QX, 7050SX/TX, 7050QX-32S) | KIT-7300-4PR | 75
Arista | Spare accessory kit for Arista 7150, 7048-A, 7050 /QX-32 & 7124SX(FX) switches | KIT-7304 | 72
Arista | Spare accessory kit for Arista 1RU tool-less switches | KIT-7304-MMR | 100
Arista | Spare 4 Post Rack Kit, for 1U and 2U 7000 Series Extended Depth (32" - 42") | KIT-7308 | 75
Arista | Spare Extended Depth 4 Post Rack Kit, for deep variant 1U and 2U 7000 Series (32" - 42") | KIT-7308-MMR | 100
Arista | Spare accessory kit for Arista 1RU tool-less switches (deep variants) | KIT-7368 | 125
Arista | Spare accessory kit for Arista 2RU tool-less switches | KIT-7504 | 100
Arista | Spare accessory kit for Arista 7260CX-64 2RU switches | KIT-7508 | 100
Arista | Spare Rack Mount Kit for 4 Post 2U-4U, extended depth | KIT-7508N-RK-L | 100
Arista | Spare Rack Mount Kit for 4 Post 2U-4U, standard depth | KIT-7512N | 100
Arista | Spare accessory kit for Arista 7010T switches | KIT-7516N | 45
Arista | Spare 2-post 23" rack mount kit for 7010T switches and 720 series switches | KIT-7516N-RK | 75
Arista | Spare 4-post rack mount kit for 7010T switches | KIT-7516N-RK-L | 75
Arista | Spare accessory kit for Arista 7010X switches | KIT-7800-RK | 45
Arista | Spare 2-post rack mount kit for 7010X switches | KIT-7800-RK-L | 35
Arista | Spare 4-post rack mount kit for 7010X switches | KIT-7804 | 75
Arista | Spare Accessory kit for Arista 7020SR-32C2 switch | KIT-7808 | 125
Arista | Spare accessory kit (v3) for Arista tool-free switches with C13/14 power cords (2-Post ears not included) | KIT-7816 | 115
Arista | Spare accessory kit (v3) for Arista tool-free switches with deep chassis adapters, C13/14 power cords (2-Post ears not included) | KIT-ADJ-RLR | 135
Arista | Extended length 4-post tool-less rail kit (v3), includes adapters for deep chassis adapters | KIT-CCS-710 | 100
Arista | Spare 4-post tool-less rail kit (v3). (Compatible with KIT-ADJ-RLR) | KIT-CCS-710-DIN | 85
Arista | Spare accessory kit (v3) for Arista tool-free switches with C19/20 power cords (2-Post ears not included) | KIT-CCS-710-MGN | 115
Arista | Spare accessory kit (v3) for Arista tool-free switches with deep chassis adapters, C19/20 power cords (2-Post ears not included) | KIT-CCS-710-RM | 135
Arista | Arista 7130 Series 2RU AC PS and Fan Kit Front to Rear (Spare) | KIT-CCS-720 | 1900
Arista | Arista 7130 Series 2RU AC PS and Fan Kit Rear to Front (Spare) | KIT-CCS-750 | 1900
Arista | Arista 7130 Series 2RU DC PS and Fan Kit Rear to Front (Spare) | KIT-CCS-750-4P | 3000
Arista | Spare accessory kit for Arista 7130 Series. Includes C13-C14 power cords, rack install parts and RJ45-DB9 adapter | KIT-CCS-750-4PL | 145
Arista | Arista 7130 Series 1RU AC PS and Fan Kit Front to Rear (Spare) | KIT-GND-EXT-1RU | 1700
Arista | Arista 7130 Series 1RU AC PS and Fan Kit Rear to Front (Spare) | KIT-GND-EXT-2RU | 1700
Arista | Arista 7130 Series 1RU DC PS and Fan Kit Rear to Front (Spare) | LIC-CC-CVMM | 2800
Arista | Spare accessory kit for Arista 7000 2RU switches, C13 | LIC-CC-CVMS | 195
Arista | Spare 4 Post Rack Mount Brackets for 7304 and 7308 switches | LIC-DM-AA2 | 55
Arista | Spare accessory kit for Arista 7304 switches | LIC-DM-AA3 | 250
Arista | Spare Mid Mount Rack Brackets for 7304 switches | LIC-DM-CDL | 45
Arista | Spare accessory kit for Arista 7308 switches | LIC-DM-CVM | 250
Arista | Spare Mid Mount Rack Brackets for 7308 switches | LIC-DM-RA3 | 45
Arista | Configurable accessory kit for Arista 7368 and 7280R3 Series 2U / C19 switches | LIC-DM-RISLN | 265
Arista | Spare accessory kit for Arista 7504 switches. Includes 4xC19-C20 power cords, 2-post & 4-post mounting brackets | LIC-DM-SC | 1195
Arista | Spare accessory kit for Arista 7508 switches. Includes 4xC19-C20 power cords, 2-post & 4-post mounting brackets | LIC-DM-SDL | 1195
Arista | Configurable 4 Post Rack Kit, Arista 7508N (43in depth) | LIC-FIX-1-E | 1000
Arista | Spare accessory kit for Arista 7512N. Includes 8xC19-C20 power cords, 2 & 4 post mounting brackets | LIC-FIX-1-EOS-IPSEC | 2995
Arista | Spare accessory kit for Arista 7516N. Includes 12xC19-C20 power cords, 4 post mounting brackets | LIC-FIX-1-FLX | 3495
Arista | Configurable 4 Post Rack Kit, Arista 7512N and 7516N (Standard depth) | LIC-FIX-1-FLX-L | 2000
Arista | Configurable 4 Post Rack Kit, Arista 7512N and 7516N (43in depth) | LIC-FIX-1-IPSEC | 2000
Arista | Spare 4 Post Rack Kit, 7800 Series (standard depth 23" - 33") | LIC-FIX-1-V | 1500
Arista | Spare 4 Post Rack Kit, 7800 Series (ext depth 32" - 42") | LIC-FIX-1-V2 | 1500
Arista | Spare accessory kit for Arista 7804. Includes 12x SG-C20 power cords, 4 post mounting brackets | LIC-FIX-1-Z | 1995
Arista | Spare accessory kit for Arista 7808. Includes 16x SG-C20 power cords, 4 post mounting brackets | LIC-FIX-2-E | 2195
Arista | Spare accessory kit for Arista 7816. Includes 24x SG-C20 power cords, 4 post mounting brackets | LIC-FIX-2-FLX | 3495
Arista | Spare adapters for deep tool-free switches (pair) (Compatible with KIT 7101/7102 only) | LIC-FIX-2-FLX-L | 35
Arista | Spare accessory kit for Arista 710P Series switches | LIC-FIX-2-MACSEC | 45
Arista | Spare DIN-Rail Mount Kit for Arista 710P Series switches | LIC-FIX-2-V | 295
Arista | Spare Magnet Mount Kit for Arista 710P Series switches (include 3-in-1 bracket, Magnet and power supply adapter) | LIC-FIX-2-V2 | 195
Arista | Spare Rack Mount Kit for Arista 710P Series switches | LIC-FIX-2-Z | 395
Arista | Spare accessory kit for Arista 720XP Series switches | LIC-FIX-3-E | 45
Arista | Spare accessory kit for Arista 750XP Series switches (including 2 Post rack mount) | LIC-FIX-3-FLX | 245
Arista | Spare Rack Mount Kit for 750 Series Switches, 4 Post, standard depth | LIC-FIX-3-FLX-L | 200
Arista | Spare Rack Mount Kit for 750 Series Switches, 4 Post, extended depth | LIC-FIX-3-MACSEC | 200
Arista | Arista 7000 Series 1RU Ground Extender Kit for NEBS compliance | LIC-FIX-3-V | 125
Arista | Arista 7000 Series 2RU Ground Extender Kit for NEBS compliance | LIC-FIX-3-V2 | 125
Arista | Arista CCF: Controller VM-Medium SW perpetual , max scale 12 racks, requires A-Care support | LIC-FIX-3-Z | 13200
Arista | Arista CCF: Controller VM-Small SW perpetual , max scale 4 racks, requires A-Care support | LIC-FIX-4-E | 8250
Arista | Arista DMF: Analytics Node OSA2 ISO SW perpetual; requires A-Care support | LIC-FIX-4-FLX | 99000
Arista | DMF: Analytics Node OSA3 ISO SW perpetual; requires A-Care support | LIC-FIX-4-FLX-L | 99000
Arista | Arista DMF: Controller Appliance OSDL ISO SW perpetual, requires A-Care support | LIC-FIX-4-MACSEC | 18700
Arista | Arista DMF: Controller VM SW perpetual, requires A-Care support | LIC-FIX-4-V | 8800
Arista | Arista DMF: Recorder Node OSA2 ISO SW perpetual; requires A-Care support | LIC-FIX-4-V2 | 183700
Arista | Arista DMF: 1 HWA Recorder Node managed Isilon license (upto 500TB storage) perpetual | LIC-FIX-4-Z | 143000
Arista | Arista DMF: Service Node OSC ISO SW perpetual; requires A-Care support | LIC-FIX-ENH1 | 35200
Arista | Arista DMF: Service Node OSDL ISO SW perpetual; requires A-Care support | LIC-FIX-FLX-1G | 107800
Arista | Enhanced L3 License for Arista Group 1 Fixed switches (BGP, OSPF, ISIS, PIM, NAT) | LIC-FIX-G-E | 3954
Arista | IPSec Encryption License for Arista Fixed switches - IPSec encryption via CPU | LIC-FIX-G-FLX | 2995
Arista | FLX License for Arista Fixed Group 1 - Full Routing up to 256K Routes, EVPN, VXLAN, SR, Adv MPLS LSR and Pseudowires | LIC-FIX-G-FLX-L | 9995
Arista | FLX-Lite License for Arista Fixed Group 1 - Full Routing Up to 256K Routes, EVPN, VXLAN | LIC-FIX-G-MACSEC | 4995
Arista | IPSec Encryption License for Arista Fixed switches Group 1 - IPSec encryption | LIC-FIX-G-V2 | 4995
Arista | Virtualization license for Group 1 Arista Fixed switches (VMTracer and VXLAN) | LIC-FIX-MG-E | 1800
Arista | EOS Extensions, Security and Partner Integration license for Arista Group 1 Fixed switches | LIC-FIX-MG-FLX-L | 1800
Arista | Monitoring & Automation license for Arista Group 1 Fixed switches (ZTP, LANZ, TapAgg, API, Time-stamping, OpenFlow) | LIC-FIX-MG-V2 | 1794
Arista | Enhanced L3 License for Arista Group 2 Fixed switches (BGP, OSPF, ISIS, PIM, NAT) | LIC-MOD-1-E | 7914
Arista | FLX License for Arista Fixed Group 2 - Full Routing upto 2M Routes, >24K ACL, EVPN, VXLAN, SR, Adv MPLS-LER/LSR, with TE & link/node protection | LIC-MOD-1-FLX | 24995
Arista | FLX-Lite License for Arista Fixed Group 2 - Full Routing Up to 256K Routes, EVPN, VXLAN, SR, base MPLS LSR (no TE or link/node protection) | LIC-MOD-1-FLX-L | 10495
Arista | MACSEC Encryption License for Arista Group 2 Fixed switches, MACSEC capable ports | LIC-MOD-1-MACSEC | 9995
Arista | Virtualization license for Group 2 Arista Fixed switches (VMTracer and VXLAN) | LIC-MOD-1-V | 3600
Arista | EOS Extensions, Security and Partner Integration license for Arista Group 2 Fixed switches | LIC-MOD-1-V2 | 3600
Arista | Monitoring & Automation license for Arista Group 2 Fixed switches (ZTP, LANZ, TapAgg, API, Time-stamping, OpenFlow) | LIC-MOD-1-V2EOS | 3594
Arista | Enhanced L3 License for Arista Group 3 Fixed switches (BGP, OSPF, ISIS, PIM, NAT) | LIC-MOD-1-Z | 11995
Arista | FLX License for Arista Fixed Group 3 - Full Routing upto 2M Routes, >24K ACL, EVPN, VXLAN, SR, Adv MPLS-LER/LSR, with TE & link/node protection | LIC-MOD-2-E | 24995
Arista | FLX-Lite License for Arista Fixed Group 3 - Full Routing Up to 256K Routes, EVPN, VXLAN, SR, base MPLS LSR (no TE or link/node protection) | LIC-MOD-2-FLX | 15495
Arista | MACSEC Encryption License for Arista Group 3 Fixed switches, MACSEC capable ports | LIC-MOD-2-FLX-L | 15995
Arista | Virtualization license for Group 3 Arista Fixed switches (VMTracer and VXLAN) | LIC-MOD-2-V | 5395
Arista | EOS Extensions, Security and Partner Integration license for Arista Group 3 Fixed switches | LIC-MOD-2-V2 | 5395
Arista | Monitoring & Automation license for Arista Group 3 Fixed switches (ZTP, LANZ, TapAgg, API, Time-stamping, OpenFlow) | LIC-MOD-2-V2EOS | 4795
Arista | Enhanced L3 License for Arista Group 4 Fixed switches (BGP, OSPF, ISIS, PIM, NAT) | LIC-MOD-2-Z | 14995
Arista | FLX License for Arista Fixed Group 4 - Full Routing upto 2M Routes, >24K ACL, EVPN, VXLAN, SR, Adv MPLS-LER/LSR, with TE & link/node protection | LIC-MOD-3-E | 49995
Arista | FLX-Lite License for Arista Fixed Group 4 - Full Routing Up to 256K Routes, EVPN, VXLAN, SR, base MPLS LSR (no TE or link/node protection) | LIC-MOD-3-FLX | 18995
Arista | MACSEC Encryption License for Arista Group 4 Fixed switches, MACSEC capable ports | LIC-MOD-3-FLX-L | 19995
Arista | Virtualization license for Group 4 Arista Fixed switches (VMTracer and VXLAN) | LIC-MOD-3-V | 5995
Arista | EOS Extensions, Security and Partner Integration license for Arista Group 4 Fixed switches | LIC-MOD-3-V2 | 5995
Arista | Monitoring & Automation license for Arista Group 4 Fixed switches (ZTP, LANZ, TapAgg, API, Time-stamping, OpenFlow) | LIC-MOD-3-Z | 7995
Arista | Enhanced Profile License Group 1 for 7170 Platforms. Includes E, V2, Z, FLX | LIC-MOD-4-E | 49995
Arista | FLX License for Arista Gigabit Ethernet Switches - OSPF, ISIS, BGP/MP-BGP, PIM, 32K - 200K Routes, EVPN, VXLAN | LIC-MOD-4-FLX | 7495
Arista | Enhanced License for Arista Fixed 1G/mG Ethernet Switches (OSPF, BGP, ISIS, PIM) | LIC-MOD-4-FLX-L | 1495
Arista | FLX License for Arista Fixed Gigabit Ethernet Switches - OSPF, ISIS, BGP/MP-BGP, PIM, 32K - 200K Routes, EVPN, VXLAN | LIC-MOD-4-V | 7495
Arista | FLX-Lite License for Arista Fixed 1G/mG Ethernet Switches - Full Routing Up to 32K Routes, EVPN, VXLAN | LIC-MOD-4-V2 | 2495
Arista | MACSEC Encryption License for Arista Fixed 1G/mG Ethernet Switches, MACSEC capable ports | LIC-MOD-4-Z | 1095
Arista | EOS Extensions, Security and Partner Integration license for Arista Fixed 1G/mG switches | LIC-MOD-G-E | 1195
Arista | Enhanced License for Arista Fixed 1G/mG Ethernet Switches (OSPF, BGP, ISIS, PIM) | LIC-MOD-G-FLX-L | 1495
Arista | FLX-Lite License for Arista Fixed 1G/mG Ethernet Switches - Full Routing Up to 32K Routes, EVPN, VXLAN | LIC-MOD-G-V2 | 2495
Arista | EOS Extensions, Security and Partner Integration license for Arista 1G/mG Fixed switches | LIC-MOD-SLOT-FLX | 1195
Arista | Enhanced Software License for Arista Modular Switches - 4 slots (OSPF, BGP, PIM) | LIC-MOD-SLOT-FLX-L | 15995
Arista | FLX License for Arista 4-Slot Modular - Full Routing upto 2M Routes, >24K ACL, EVPN, VXLAN, SR, Adv MPLS-LER/LSR, with TE & link/node protection | MNT-AP-15MM | 64995
Arista | FLX-Lite License for Arista 4-Slot Modular - Full Routing Up to 256K Routes, EVPN, VXLAN, SR, base MPLS LSR (no TE or link/node protection) | MNT-AP-24MM | 22495
Arista | MACSEC Encryption License for Arista Modular switches - Encryption with MACSEC capable Linecard | MNT-AP-FLAT-14CM | 29995
Arista | Virtualization license for Arista Modular switches - 4 slots (VMTracer and VXLAN) | MNT-AP-FLAT-C100 | 6595
Arista | EOS Extensions, Security and Partner Integration license for Arista Modular switches - 4 slots | MNT-AP-FLAT-C130 | 6595
Arista | Extensions, Security and Partner Integration license for Arista Modular switches - 4 slots | MNT-AP-INTSIL | 6595
Arista | Monitoring & provisioning license for Arista Modular switches - 4 slots (ZTP, LANZ, API, TapAgg) | OEM-ANT-ID-10 | 9995
Arista | Enhanced Software License for Arista Modular Switches - 8 slots (OSPF, BGP, PIM) | OEM-ANT-ID-20 | 29995
Arista | FLX License for Arista 8-Slot Modular - Full Routing upto 2M Routes, >24K ACL, EVPN, VXLAN, SR, Adv MPLS-LER/LSR, with TE & link/node protection | OEM-ANT-OD-DB-10 | 99995
Arista | FLX-Lite License for Arista 8-Slot Modular - Full Routing Up to 256K Routes, EVPN, VXLAN, SR, base MPLS LSR (no TE or link/node protection) | OEM-AP-C100 | 35995
Arista | Virtualization license for Arista Modular switches - 8 slots (VMTracer and VXLAN) | OEM-AP-C100-IL | 9995
Arista | EOS Extensions, Security and Partner Integration license for Arista Modular switches - 8 slots | OEM-AP-C110 | 9995
Arista | Extensions, Security and Partner Integration license for Arista Modular switches - 8 slots | OEM-AP-C120 | 9995
Arista | Monitoring & provisioning license for Arista Modular switches - 8 slots (ZTP, LANZ, API, TapAgg) | OEM-AP-C130 | 19995
Arista | Enhanced Software License for Arista Modular Switches - 12 slots (OSPF, BGP, PIM) | OEM-AP-C130E | 29995
Arista | FLX License for Arista 12-Slot Modular - Full Routing upto 2M Routes, >24K ACL, EVPN, VXLAN, SR, Adv MPLS-LER/LSR, with TE & link/node protection | OEM-AP-C130-IL | 129995
Arista | FLX-Lite License for Arista 12-Slot Modular - Full Routing Up to 256K Routes, EVPN, VXLAN, SR, base MPLS LSR (no TE or link/node protection) | OEM-AP-C250 | 35995
Arista | Virtualization license for Arista Modular switches - 12 slots (VMTracer and VXLAN) | OEM-AP-O105 | 9995
Arista | EOS Extensions, Security and Partner Integration license for Arista Modular switches - 12 slots | OEM-AP-O105E | 9995
Arista | Monitoring & provisioning license for Arista Modular switches - 12 slot (ZTP, LANZ, API, TapAgg) | OEM-AP-O90 | 19995
Arista | Enhanced Software License for Arista Modular switches - 16 slots (OSPF, BGP, ISIS, PIM) | OEM-AP-O90E | 39995
Arista | FLX License for Arista 16-Slot Modular - Full Routing upto 2M Routes, >24K ACL, EVPN, VXLAN, SR, Adv MPLS-LER/LSR, with TE & link/node protection | OEM-AP-W118 | 149995
Arista | FLX-Lite License for Arista 16-Slot Modular - Full Routing Up to 256K Routes, EVPN, VXLAN, SR, base MPLS LSR (no TE or link/node protection) | OEM-MNT-AP-15MM | 47495
Arista | Virtualization license for Arista Modular switches - 16 slots (VM Tracer and VXLAN) | OEM-MNT-AP-24MM | 12995
Arista | EOS Extensions, Security and Partner Integration license for Arista Modular switches - 16 slots | OEM-MNT-AP-INTSIL | 12995
Arista | Monitoring & provisioning license for Arista Modular switches - 16 slots (ZTP, LANZ, API, TapAgg) | OEM-MNT-C100-FLAT | 25995
Arista | Enhanced License for Arista 5 and 8 slot Modular 1G/mG Ethernet Switches (OSPF, BGP, ISIS, PIM) | OEM-MNT-C110/C250-FLAT | 5995
Arista | FLX-Lite License Arista 5 and 8 slot Modular 1G/mG Ethernet Switches - Full Routing Up to 256K Routes, EVPN, VXLAN | OEM-MNT-C110-FLAT | 8995
Arista | EOS Extensions, Security and Partner Integration license for Arista 5 and 8 slot Modular 1G/mG switches | OEM-MNT-C120/C130-FLAT | 3995
Arista | FLX License Per Line Card for Arista Modular Switches - Full Routing upto 2M Routes, >24K ACL, EVPN, VXLAN, SR, Adv MPLS-LER/LSR, with TE & link/node protection | OEM-PWR-C110-UN | 17995
Arista | FLX-Lite License Per Line Card for Arista Modular Switches - Full Routing Up to 256K Routes, EVPN, VXLAN, SR, base MPLS LSR (no TE or link/node protection) | OEM-PWR-PLUS | 7995
Arista | Non-discountable purchase. AP mount kit for Suprafine (15mm, 9/16") T-grid rails for all APs (refer to AP Mounting Brackets Datasheet for details) | OEM-PWR-PLUS-NA | 7
Arista | Non-discountable purchase. AP mount kit for Prelude (24mm, 15/16") T-grid rails for all APs (refer to AP Mounting Brackets Datasheet for details) | OEM-PWR-W1 | 2
Arista | Non-discountable purchase. AP mount kit for flat surface installation (wall, hard ceiling) for all APs except C-100, C-120, C-130 (refer to AP Mounting Brackets Datasheet for details) | OEM-PWR-W2 | 8
Arista | Non-discountable purchase. AP mount kit for flat surface installation (wall, hard ceiling) for C-100 (refer to AP Mounting Brackets Datasheet for details) | OEM-PWR-W4 | 8
Arista | Non-discountable purchase. AP mount kit for flat surface installation (wall, hard ceiling) for C-120 and C-130 (refer to AP Mounting Brackets Datasheet for details) | OEM-PWR-W68 | 21
Arista | Non-discountable purchase. AP mount kit for Interlude and Silhouette T-grid rails for all APs (refer to AP Mounting Brackets Datasheet for details) | OSFP-400G-2FR4 | 14
Arista | Non-discountable purchase via OEM. 2.4/5 GHz dual band 2.5/4 dBi mini MIMO ceiling mount omnidirectional antenna with 6 dual band 36" RP-SMA pigtails for C-75-E | OSFP-400G-DR4 | 119
Arista | Non-discountable purchase via OEM. Set of 6 2.4/5 GHz dual band 2/4 dBi MIMO indoor omnidirectional antenna with RP-SMA connectors for C-75-E | OSFP-400G-FR4 | 12
Arista | Non-discountable purchase via OEM. Set of 3 2.4/5 GHz dual band 7 dBi omnidirectonal antennas with N connectors for the O-90-E | OSFP-400G-LR4 | 18
Arista | Non-discountable purchase via OEM. C-100 2x2:2 dual radio 802.11ac Wave-2 access point with internal antennas | OSFP-400G-PLR4 | 126
Arista | Non-discountable purchase via OEM. ISRAEL Reg Domain ONLY. C-100 2x2:2 dual radio 802.11ac Wave-2 access point with internal antennas | OSFP-400G-PLR4-S | 126
Arista | Non-discountable purchase via OEM. C-110 2x2:2 tri radio 802.11ac Wave-2 access point with internal antennas | OSFP-400G-SR8 | 155
Arista | Non-discountable purchase via OEM. C-120 4x4:4 dual radio 802.11ac Wave-2 access point with internal antennas | OSFP-400G-XDR4 | 215
Arista | Non-discountable purchase via OEM. C-130 4x4:4 tri radio 802.11ac Wave-2 access point with internal antennas | OSFP-400G-XDR4-S | 225
Arista | OEM-AP-C130E: Non-discountable purchase via OEM. C-130E 4x4:4 tri radio 802.11ac Wave-2 access point with external antenna connectors. Antennas not included | OSFP-400G-ZR | 235
Arista | Non-discountable purchase via OEM. ISRAEL Reg Domain ONLY. C-130 4x4:4 tri radio 802.11ac Wave-2 access point with internal antennas | OSFP-AMP-ZR | 225
Arista | Non-discountable purchase via OEM. C-250 8x8 tri radio 802.11ax (WiFi 6) access point with internal antennas and dual 2.5GbE interface | OSV-7010TX-48-1M-4H | 300
Arista | OEM-AP-O105: Non-discountable purchase via OEM. O-105 2x2:2 dual radio 802.11ac Wave-2 outdoor access point with internal antennas | OSV-7010TX-48-1M-NB | 250
Arista | OEM-AP-O105E: Non-discountable purchase via OEM. O-105-E 2x2:2 dual radio 802.11ac Wave-2 outdoor access point with N-type external antenna connectors. Antennas not included | OSV-7010TX-48DC-1M-4H | 265
Arista | Non-discountable purchase via OEM. O-90 3x3:3 dual radio 802.11ac outdoor access point with internal antennas | OSV-7010TX-48DC-1M-NB | 178
Arista | Non-discountable purchase via OEM. O-90-E 3x3:3 dual radio 802.11ac outdoor access point with N-type external antenna connectors. Antennas not included | OSV-710P-12-1M-4H | 189
Arista | Non-discountable purchase via OEM. W-118 2x2:2 tri radio 802.11ac Wave-2 wall plate access point with internal antennas | OSV-710P-12-1M-NB | 150
Arista | Non-discountable purchase via OEM. AP mount kit for Suprafine (15mm, 9/16") T-grid rails for C-100, C-110, C-120 and C-130 | OSV-710P-16D-1M-4H | 7
Arista | Non-discountable purchase via OEM. AP mount kit for Prelude (24mm, 15/16") T-grid rails for C-100, C-110, C-120 and C-130 | OSV-710P-16D-1M-NB | 2
Arista | Non-discountable purchase via OEM. AP mount kit for Interlude and Silhouette T-grid rails for C-100, C-110, C-120 and C-130 | OSV-710P-16P-1M-4H | 14
Arista | Non-discountable purchase via OEM. AP mount kit for flat surface installation (wall, hard ceiling) for C-100 | OSV-710P-16P-1M-NB | 8
Arista | Non-discountable purchase. AP mount kit for flat surface installation (wall, hard ceiling) for C-110 and C-250 | OSV-722XPM-48Y4-1M-4H | 8
Arista | Non-discountable purchase via OEM. AP mount kit for flat surface installation (wall, hard ceiling) for C-110 | OSV-722XPM-48Y4-1M-NB | 4
Arista | Non-discountable purchase via OEM. AP mount kit for flat surface installation (wall, hard ceiling) for C-120 and C-130 | OSV-722XPM-48ZY8-1M-4H | 21
Arista | Non-discountable purchase via OEM.. Universal AC power supply for C-110 | OSV-722XPM-48ZY8-1M-NB | 15
Arista | Non-discountable purchase via OEM. One port 802.3at PoE+ injector for C-110, C-120, C-130, W-68, O-90 and O-90-E. For indoor use only. | OSV-7280CR3-36S-1M-4H | 20
Arista | Non-discountable purchase via OEM. One port 802.3at PoE+ injector for use with all Access Point models. Includes USA power cord. Not for outdoor use.” | OSV-7280CR3-36S-1M-NB | 47
Arista | Non-discountable purchase via OEM. US AC Power Supply for C-65, C-75 and C-75-E | OSV-7280CR3K-36S-1M-4H | 8
Arista | Non-discountable purchase via OEM. Universal AC power supply for C-120, C-130 and C-100 | OSV-7280CR3K-36S-1M-NB | 11
Arista | Non-discountable purchase via OEM. Universal AC power supply for all APs except for C-110 | OSV-7280SR3-40YC6-1M-4H | 50
Arista | Non-discountable purchase via OEM. Universal AC Power Supply for W-68 | OSV-7280SR3-40YC6-1M-NB | 8
Arista | 400GBASE-2FR4 OSFP Optics Module, up to 2km over 2 pairs of duplex SMF | OSV-7280SR3M-48YC8-1M-4H | 19995
Arista | 400GBASE-DR4 OSFP Transceiver, up to 500m over parallel SMF | OSV-7280SR3M-48YC8-1M-NB | 10995
Arista | 400GBASE-FR4 OSFP Optics Module, up to 2km over duplex SMF | OSV-7304X3-2-1M-4H | 14995
Arista | 400GBASE-LR4 OSFP Transceiver, up to 10km over duplex SMF | OSV-7304X3-2-1M-NB | 15995
Arista | 400GBASE-PLR4 OSFP Transceiver, up to 10km over parallel SMF | OSV-7308X3-2-1M-4H | 13995
Arista | 400GBASE-PLR4 OSFP Transceiver with SN optical connectors, up to 10km over parallel SMF | OSV-7308X3-2-1M-NB | 14395
Arista | 400GBASE-SR8 OSFP Transceiver, up to 100m over OM4 multi-mode fiber | OSV-7512R3-1M-4H | 7995
Arista | 400GBASE-XDR4 OSFP Optics Module, up to 2km over parallel SMF | OSV-7512R3-1M-NB | 12995
Arista | 400GBASE-XDR4 OSFP Transceiver with SN optical connectors, up to 2km over parallel SMF | OSV-7816R3-1M-4H | 13395
Arista | 400GBASE-ZR OSFP Digital Coherent Tunable Transceiver, up to 120km over duplex SMF | OSV-7816R3-1M-NB | 49995
Arista | OSFP Optical amplifier line system | PWR-1011-AC-BLUE | 30495
Arista | Onsite Service: 1-Month A-Care Software & 24x7x4 Hour Hardware Replacement for 7010TX-48 | PWR-1011-AC-BLUE# | 49
Arista | Onsite Service: 1 Month A-Care Software & NBD Hardware Replacement/Same Day Ship for 7010TX-48 | PWR-1011-AC-RED | 41
Arista | Onsite Service: 1-Month A-Care Software & 24x7x4 Hour Hardware Replacement for 7010TX-48DC | PWR-1011-AC-RED# | 56
Arista | Onsite Service: 1 Month A-Care Software & NBD Hardware Replacement/Same Day Ship for 7010TX-48DC | PWR-1011-DC-BLUE | 46
Arista | Onsite Service: 1-Month A-Care Software & 24x7x4 Hour Hardware Replacement for 710P-12 series | PWR-1011-DC-BLUE# | 34
Arista | Onsite Service: 1-Month A-Care Software & NBD Hardware Replacement/Same Day Ship for 710P-12 series | PWR-1011-DC-RED | 28
Arista | Onsite Service: 1-Month A-Care Software & 24x7x4 Hour Hardware Replacement for 710P-16D series | PWR-1011-DC-RED# | 34
Arista | Onsite Service: 1-Month A-Care Software & NBD Hardware Replacement/Same Day Ship for 710P-16D series | PWR-1021-AC-RED | 28
Arista | Onsite Service: 1-Month A-Care Software & 24x7x4 Hour Hardware Replacement for 710P-16P series | PWR-1021-AC-RED# | 34
Arista | Onsite Service: 1 Month A-Care Software & NBD Hardware Replacement/Same Day Ship for 710P-16P series | PWR-1100AC-F | 28
Arista | Onsite Service: 1-Month A-Care Software & 24x7x4 Hour Hardware Replacement for 722XPM-48Y4 series | PWR-1100AC-F# | 75
Arista | Onsite Service: 1-Month A-Care Software & NBD Hardware Replacement/Same Day Ship for 722XPM-48Y4 series | PWR-1100AC-R | 60
Arista | Onsite Service: 1-Month A-Care Software & 24x7x4 Hour Hardware Replacement for 722XPM-48ZY8 series | PWR-1100AC-R# | 100
Arista | Onsite Service: 1-Month A-Care Software & NBD Hardware Replacement/Same Day Ship for 722XPM-48ZY8 series | PWR-150-ADP | 80
Arista | Onsite Service: 1-Month A-Care Software & 24x7x4 Hour Hardware Replacement for 7280CR3-36S | PWR-150-ADP# | 540
Arista | Onsite Service: 1 Month A-Care Software & NBD Hardware Replacement/Same Day Ship for 7280CR3-36S | PWR-1511-AC-BLUE | 415
Arista | Onsite Service: 1-Month A-Care Software & 24x7x4 Hour Hardware Replacement for 7280CR3K-36S | PWR-1511-AC-BLUE# | 595
Arista | Onsite Service: 1 Month A-Care Software & NBD Hardware Replacement/Same Day Ship for 7280CR3K-36S | PWR-1511-AC-RED | 460
Arista | Onsite Service: 1-Month A-Care Software & 24x7x4 Hour Hardware Replacement for 7280SR3-40YC6 | PWR-1511-AC-RED# | 270
Arista | Onsite Service: 1 Month A-Care Software & NBD Hardware Replacement/Same Day Ship for 7280SR3-40YC6 | PWR-1511-DC-BLUE | 210
Arista | Onsite Service: 1-Month A-Care Software & 24x7x4 Hour Hardware Replacement for 7280SR3M-48YC8 | PWR-1511-DC-BLUE# | 520
Arista | Onsite Service: 1 Month A-Care Software & NBD Hardware Replacement/Same Day Ship for 7280SR3M-48YC8 | PWR-1511-DC-RED | 400
Arista | Onsite Service: 1-Month A-Care Software & 24x7x4 Hour Hardware Replacement for 7304X3-2 | PWR-1511-DC-RED# | 1850
Arista | Onsite Service: 1-Month A-Care Software & NBD Hardware Replacement/Same Day Ship for 7304X3-2 | PWR-1600AC-F | 1540
Arista | Onsite Service: 1-Month A-Care Software & 24x7x4 Hour Hardware Replacement for 7308X3 | PWR-1600AC-F# | 2810
Arista | Onsite Service: 1-Month A-Care Software & NBD Hardware Replacement/Same Day Ship for 7308X3-2 | PWR-1600-DC-F | 2340
Arista | Onsite Service: 1-Month A-Care Software & 24x7x4 Hour Hardware Replacement for 7512R3 | PWR-1600-DC-F# | 7350
Arista | Onsite Service: 1 Month A-Care Software & NBD Hardware Replacement/Same Day Ship for 7512R3 | PWR-1611-AC-RED | 5650
Arista | Onsite Service: 1-Month A-Care Software & 24x7x4 Hour Hardware Replacement for 7816R3 | PWR-1611-AC-RED# | 9300
Arista | Onsite Service: 1 Month A-Care Software & NBD Hardware Replacement/Same Day Ship for 7816R3 | PWR-1611-DC-RED | 7200
Arista | Arista PSU, 1RU, AC, 1000W, REVERSE, 73.5MM | PWR-1611-DC-RED# | 1195
Arista | Configurable Arista PSU, 1RU, AC, 1000W, REVERSE, 73.5MM | PWR-1900AC-F | 1195
Arista | Arista PSU, 1RU, AC, 1000W, FORWARD, 73.5MM | PWR-1900AC-F# | 1195
Arista | Configurable Arista PSU, 1RU, AC, 1000W, FORWARD, 73.5MM | PWR-1900AC-R | 1195
Arista | Arista PSU, 1RU, DC, 1000W, REVERSE, 73.5MM | PWR-1900AC-R# | 1195
Arista | Configurable Arista PSU, 1RU, DC, 1000W, REVERSE, 73.5MM | PWR-1900-DC-F | 1195
Arista | Arista PSU, 1RU, DC, 1000W, FORWARD, 73.5MM | PWR-1900-DC-F# | 1195
Arista | Configurable Arista PSU, 1RU, DC, 1000W, FORWARD, 73.5MM | PWR-1900-DC-R | 1195
Arista | Arista PSU, 1050W, POE, AC (Spare) | PWR-1900-DC-R# | 1095
Arista | Arista PSU, 1050W, POE, AC (Ships in chassis) | PWR-2411-AC-RED | 1095
Arista | Spare 1100 Watt AC power supply for Arista 7250QX-64 Switches (front-to-rear airflow) | PWR-2411-DC-RED | 1920
Arista | Configurable 1100 Watt AC power supply for Arista 7250QX-64 Switches (front-to-rear airflow) | PWR-280-ADP | 1920
Arista | Spare 1100 Watt AC power supply for Arista 7250QX-64 Switches (rear-to-front airflow) | PWR-280-ADP# | 1920
Arista | Configurable 1100 Watt AC power supply for Arista 7250QX-64 Switches (rear-to-front airflow) | PWR-3351-AC-RED | 1920
Arista | Arista Power Adapter, 150W, POE, AC (Spare) | PWR-3K-DC-BLUE | 195
Arista | Arista Power Adapter, 150W, POE, AC (Ships with switch) | PWR-3K-DC-BLUE# | 195
Arista | Arista PSU, 1RU, AC, 1500W, REVERSE, 73.5MM | PWR-3K-DC-RED | 1570
Arista | Configurable Arista PSU, 1RU, AC, 1500W, REVERSE, 73.5MM | PWR-3K-DC-RED# | 1570
Arista | Arista PSU, 1RU, AC, 1500W, FORWARD, 73.5MM | PWR-3KT-AC-BLUE | 1795
Arista | Configurable Arista PSU, 1RU, AC, 1500W, FORWARD, 73.5MM | PWR-3KT-AC-BLUE# | 1795
Arista | Arista PSU, 1RU, DC, 1500W, REVERSE, 73.5MM | PWR-3KT-AC-RED | 2725
Arista | Configurable Arista PSU, 1RU, DC, 1500W, REVERSE, 73.5MM | PWR-3KT-AC-RED# | 2725
Arista | Arista PSU, 1RU, DC, 1500W, FORWARD, 73.5MM | PWR-3KT-HV-RED | 2725
Arista | Configurable Arista PSU, 1RU, DC, 1500W, FORWARD, 73.5MM | PWR-3KT-HV-RED# | 2725
Arista | Spare 1600W AC power supply for Arista 7000 Series 1U switches (front to rear airflow) | PWR-400AC-BLUE | 1395
Arista | Configurable 1600W AC power supply for Arista 7000 Series 1U switches (front to rear airflow) | PWR-400AC-BLUE# | 1395
Arista | Spare 1600W DC power supply for Arista 7000 Series 1U switches (front to rear airflow) | PWR-400AC-RED | 2795
Arista | Configurable 1600W DC power supply for Arista 7000 Series 1U switches (front to rear airflow) | PWR-400AC-RED# | 2795
Arista | Spare Arista PSU, 1RU, AC/DC, 1600W, Forward, HS, 73.5MM | PWR-400-DC-BLUE | 1395
Arista | Configurable Arista PSU, 1RU, AC/DC, 1600W, Forward, HS, 73.5MM | PWR-400-DC-BLUE# | 1395
Arista | Spare Arista PSU, 1RU, DC/DC, 1600W, Forward, HS, 73.5MM | PWR-400-DC-RED | 2795
Arista | Configurable Arista PSU, 1RU, DC/DC, 1600W, Forward, HS, 73.5MM | PWR-400-DC-RED# | 2795
Arista | Spare 1900W AC power supply for Arista 7000 Series 2U switches (front to rear airflow) | PWR-460AC-F | 3195
Arista | Configurable 1900W AC power supply for Arista 7000 Series 2U switches (front to rear airflow) | PWR-460AC-F# | 3195
Arista | Spare 1900W AC power supply for Arista 7000 Series 2U switches (rear to front airflow) | PWR-460AC-R | 3195
Arista | Configurable 1900W AC power supply for Arista 7000 Series 2U switches (rear to front airflow) | PWR-460AC-R# | 3195
Arista | Spare 1900W DC power supply for Arista 7000 Series 2U switches (front to rear airflow) | PWR-460DC-F | 6295
Arista | Configurable 1900W DC power supply for Arista 7000 Series 2U switches (front to rear airflow) | PWR-460DC-F# | 6295
Arista | Spare 1900W DC power supply for Arista 7000 Series 2U switches (rear to front airflow) | PWR-460DC-R | 6295
Arista | Configurable 1900W DC power supply for Arista 7000 Series 2U switches (rear to front airflow) | PWR-460DC-R# | 6295
Arista | Arista PSU, AC TO DC, 2400W, FORWARD, RED | PWR-500AC-F | 2495
Arista | Arista PSU, 1RU, DC/DC, 2400W, FORWARD, 73.5MM | PWR-500AC-F# | 3495
Arista | Arista Power Adapter, 280W, POE, AC (Spare) | PWR-500AC-R | 495
Arista | Arista Power Adapter, 280W, POE, AC (Ships with switch) | PWR-500AC-R# | 495
Arista | Arista 3300W AC PSU POE Front to Rear | PWR-500-DC-F | 2200
Arista | Spare 3kW DC Power Supply for 7300 series (blue handle) | PWR-500-DC-F# | 5795
Arista | Configurable 3kW DC Power Supply for 7300 series (blue handle) | PWR-500-DC-R | 5795
Arista | Spare 3kW DC Power Supply for 7300 and 7500N series (red handle) | PWR-500-DC-R# | 5795
Arista | Configurable 3kW DC Power Supply for 7300 and 7500N series (red handle) | PWR-501AC-F | 5795
Arista | Spare 3kW Titanium AC Power Supply for 7300 series (blue handle) | PWR-501AC-F# | 2995
Arista | Configurable 3kW Titanium AC Power Supply for 7300 series (blue handle) | PWR-501AC-R | 2995
Arista | Spare 3kW Titanium AC Power Supply for 7300 and 7500N series (red handle) | PWR-501AC-R# | 2995
Arista | Configurable 3kW Titanium AC Power Supply for 7300 and 7500N series (red handle) | PWR-511-AC-BLUE | 2995
Arista | Spare 3kW HV 230VAC and 240VDC Power Supply for 7300 and 7500N series (red handle) | PWR-511-AC-BLUE# | 2995
Arista | Configurable 3kW HV 230VAC and 240VDC Power Supply for 7300 and 7500N series (red handle) | PWR-511-AC-RED | 2995
Arista | Spare 400W AC Power supply for Arista 1U Switches (front-to-rear airflow) | PWR-511-AC-RED# | 495
Arista | Configurable 400W AC Power supply for Arista 1U Switches (front-to-rear airflow) | PWR-511-DC-BLUE | 495
Arista | Spare 400W AC Power supply for Arista 1U Switches (rear-to-front airflow) | PWR-511-DC-BLUE# | 495
Arista | Configurable 400W AC Power supply for Arista 1U Switches (rear-to-front airflow) | PWR-511-DC-RED | 495
Arista | Spare 400W DC Power supply for Arista 1U Switches (front-to-rear airflow) | PWR-511-DC-RED# | 995
Arista | Configurable 400W DC Power supply for Arista 1U Switches (front-to-rear airflow) | PWR-621-AC-BLUE | 995
Arista | Spare 400W DC Power supply for Arista 1U Switches (rear-to-front airflow) | PWR-621-AC-BLUE# | 995
Arista | Configurable 400W DC Power supply for Arista 1U Switches (rear-to-front airflow) | PWR-621-AC-RED | 995
Arista | Spare 460 Watt AC power supply for Arista 7150, 7124SX(FX), 7050 /QX-32 & 7048-A Switches (front-to-rear airflow) | PWR-621-AC-RED# | 654
Arista | Configurable 460 Watt AC power supply for Arista 7150, 7124SX(FX), 7050 /QX-32 & 7048-A Switches (front-to-rear airflow) | PWR-721-DC-RED | 654
Arista | Spare 460 Watt AC power supply for Arista 7150, 7124SX(FX), 7050 /QX-32 & 7048-A Switches (rear-to-front airflow) | PWR-745AC-F | 654
Arista | Configurable 460 Watt AC power supply for Arista 7150, 7124SX(FX), 7050/QX-32 & 7048-A Switches ( (rear-to-front airflow) | PWR-745AC-F# | 654
Arista | Spare 460 Watt DC power supply for Arista 7150, 7124SX(FX), 7050 /QX-32 & 7048-A Switches (front-to-rear airflow) | PWR-745AC-R | 1194
Arista | Configurable 460 Watt DC power supply for Arista 7150, 7124SX(FX), 7050 /QX-32 & 7048-A Switches (front-to-rear airflow) | PWR-745AC-R# | 1194
Arista | Spare 460 Watt DC power supply for Arista 7150, 7124SX(FX), 7050 /QX-32 & 7048-A Switches (rear-to-front airflow) | PWR-747AC-BLUE | 1194
Arista | Configurable 460 Watt DC power supply for Arista 7150, 7124SX(FX), 7050 /QX-32 & 7048-A Switches ( (rear-to-front airflow) | PWR-747AC-BLUE# | 1194
Arista | Spare 500 Watt AC power supply for Arista 7050X and 7280 Switches (front-to-rear airflow) | PWR-747AC-RED | 650
Arista | Configurable 500 Watt AC power supply for Arista 7050X and 7280 Switches (front-to-rear airflow) | PWR-747AC-RED# | 650
Arista | Spare 500 Watt AC power supply for Arista 7050X and 7280 Switches (rear-to-front airflow) | PWR-AP-C110-UN | 650
Arista | Configurable 500 Watt AC power supply for Arista 7050X and 7280 Switches (rear-to-front airflow) | PWR-AP-PLUS-NA | 650
Arista | Spare 500W DC Power Supply for 7050X and 7280 series (front to rear airflow switch) | PWR-AP-W2 | 1195
Arista | Configurable 500W DC Power Supply for 7050X and 7280 series (front to rear airflow switch) | PWR-AP-W3 | 1195
Arista | Spare 500W DC Power Supply for 7050X and 7280 series (rear to front airflow switch) | PWR-AP-W4 | 1195
Arista | Configurable 500W DC Power Supply for 7050X and 7280 series (rear to front airflow switch) | PWR-D1-3041-AC-BLUE | 1195
Arista | Spare 500v2 Watt AC power supply for Arista 7050CX3-32S-D Switches (front-to-rear airflow) | PWR-D2-3041-DC-BLUE | 650
Arista | Configurable 500v2 Watt AC power supply for Arista 7050CX3-32S-D Switches (front-to-rear airflow) | QDD-400G-DR4 | 650
Arista | Spare 500v2 Watt AC power supply for Arista 7050CX3-32S-D Switches (rear-to-front airflow) | QDD-400G-FR4 | 650
Arista | Configurable 500v2 Watt AC power supply for Arista 7050CX3-32S-D Switches (rear-to-front airflow) | QDD-400G-LR4 | 650
Arista | Arista PSU, 1RU, AC, 500W, rear-to-front airflow, 73.5mm | QDD-400G-LR8 | 650
Arista | Configurable Arista PSU, 1RU, AC, 500W, rear-to-front airflow, 73.5mm | QDD-400G-PLR4 | 650
Arista | Arista PSU, 1RU, AC, 500W, front-to-rear airflow, 73.5mm | QDD-400G-PLR4-S | 650
Arista | Configurable Arista PSU, 1RU, AC, 500W, front-to-rear airflow, 73.5mm | QDD-400G-SR8 | 650
Arista | Arista PSU, 1RU, DC, 500W, rear-to-front airflow, 73.5mm | QDD-400G-XDR4 | 895
Arista | Configurable Arista PSU, 1RU, DC, 500W, rear-to-front airflow, 73.5mm | QDD-400G-XDR4-S | 895
Arista | Arista PSU, 1RU, DC, 500W, front-to-rear airflow, 73.5mm | QDD-400G-ZR | 895
Arista | Configurable Arista PSU, 1RU, DC, 500W, front-to-rear airflow, 73.5mm | QSFP-100G-CWDM4 | 895
Arista | Arista PSU, 650W, POE, AC Rear to Front (Spare) | QSFP-100G-DR | 695
Arista | Arista PSU, 650W, POE, AC Rear to Front (Ships in chassis) | QSFP-100G-ERL4 | 695
Arista | Arista PSU, 650W, POE, AC Front to Rear (Spare) | QSFP-100G-FR | 695
Arista | Arista PSU, 650W, POE, AC Front to Rear (Ships in chassis) | QSFP-100G-LR | 695
Arista | Arista PSU, 700W, POE, DC | QSFP-100G-LR4 | 2495
Arista | Spare 750 Watt AC power supply for Arista 7050TX-128, 7060X and 7280QR Switches (front-to-rear airflow) | QSFP-100G-LRL4 | 720
Arista | Configurable 750 Watt AC power supply for Arista 7050TX-128, 7060X and 7280QR Switches (front-to-rear airflow) | QSFP-100G-PSM4 | 720
Arista | Spare 750 Watt AC power supply for Arista 7050TX-128, 7060X and 7280QR Switches (rear-to-front airflow) | QSFP-100G-SR4 | 720
Arista | Configurable 750 Watt AC power supply for Arista 7050TX-128, 7060X and 7280QR Switches (rear-to-front airflow) | QSFP-100G-SRBD | 720
Arista | Spare 750 Watt AC power supply for Arista 7280R Switches (rear-to-front airflow) | QSFP-100G-SWDM4 | 750
Arista | Configurable 750 Watt AC power supply for Arista 7280R Switches (rear-to-front airflow) | QSFP-100G-XCWDM4 | 750
Arista | Spare 750 Watt AC power supply for Arista 7280R Switches (front-to-rear airflow) | QSFP-100G-XSR4 | 750
Arista | Configurable 750 Watt AC power supply for Arista 7280R Switches (front-to-rear airflow) | QSFP-100G-ZR4 | 750
Arista | Non-discountable purchase. Universal AC power supply for C-110 | QSFP-200G-FR4 | 15
Arista | Non-discountable purchase. One port 802.3at PoE+ injector for use with all Access Point models. Includes USA power cord. Not for outdoor use. | QSFP-40G-ER4 | 47
Arista | Non-discountable purchase. Universal AC power supply for C-120, C-130, W-118 and C-100 | QSFP-40G-LR4 | 15
Arista | Non-discountable purchase. Universal AC power supply for W-118, C-120, C-130 and C-100, 12VDC, 2A, Center +, DC Plug 5.5mm*2.1mm*L9.5mm, US UK Euro AU Plugs | QSFP-40G-LRL4 | 15
Arista | Non-discountable purchase. Universal AC power supply for C-250 and C-260, 12VDC, 3.3A, Center +, DC Plug 5.5mm*2.1mm*L9.5mm, US UK Euro AU Plugs | QSFP-40G-PLR4 | 50
Arista | Arista PSU, ATS, 1RU, AC, 3KW, BLUE | QSFP-40G-PLRL4 | 3695
Arista | Arista PSU, DUAL INPUT, 1RU, DC, 3KW, BLUE | QSFP-40G-SR4 | 4595
Arista | 400GBASE-DR4 QSFP-DD Optics Module, up to 500m over parallel SMF | QSFP-40G-SRBD | 10995
Arista | 400GBASE-FR4 QSFP-DD Optics Module, up to 2km over duplex SMF | QSFP-40G-SRBD-R | 14995
Arista | 400GBASE-LR4 QSFP-DD Transceiver, up to 10km over duplex SMF | QSFP-40G-UNIV | 15995
Arista | 400GBASE-LR8 QSFP-DD Transceiver, up to 10km over duplex SMF | QSFP-40G-XSR4 | 31495
Arista | 400GBASE-PLR4 QSFP-DD Transceiver, up to 10km over parallel SMF | SFP-10G-DZ-T | 13995
Arista | 400GBASE-PLR4 QSFP-DD Transceiver with SN optical connectors, up to 10km over parallel SMF | SFP-10G-ER | 14395
Arista | 400GBASE-SR8 QSFP-DD Transceiver, up to 100m over parallel multi-mode fiber | SFP-10G-ERBD-D | 7995
Arista | 400GBASE-XDR4 QSFP-DD Optics Module, up to 2km over parallel SMF | SFP-10G-ERBD-U | 12995
Arista | 400GBASE-XDR4 QSFP-DD Transceiver with SN optical connectors, up to 2km over parallel SMF | SFP-10G-ERLBD-D | 13395
Arista | 400GBASE-ZR QSFP-DD Digital Coherent Tunable Transceiver, up to 120km over duplex SMF | SFP-10G-ERLBD-U | 49995
Arista | 100GBASE-CWDM4 QSFP100 transceiver, up to 2km over single-mode fiber | SFP-10G-LR | 4995
Arista | 100GBASE-DR QSFP Optics Module, up to 500m over duplex SMF | SFP-10G-LRL | 3495
Arista | 100GBASE-ERL4 QSFP100 transceiver, 30 to 40km over single-mode fiber | SFP-10G-SR | 44995
Arista | 100GBASE-FR QSFP Optics Module, up to 2km over duplex SMF | SFP-10G-SRL | 3995
Arista | 100GBASE-LR QSFP Transceiver, up to 10km over duplex SMF | SFP-10G-T | 4295
Arista | 100GBASE-LR4 QSFP Optics Module, up to 10km over SMF | SFP-10G-ZR | 11995
Arista | 100GBASE-LRL4 QSFP Optics Module, up to 2km over SMF | SFP-1G-LX | 10995
Arista | 100GBASE-PSM4 QSFP transceiver, up to 500m over parallel single mode fiber | SFP-1G-SX | 3995
Arista | 100GBASE-SR4 QSFP100 transceiver, up to 70m over parallel OM3 or 100m over OM4 multi-mode fiber | SFP-1G-T | 2495
Arista | 100GBASE-BIDI QSFP transceiver, up to 70m over Duplex OM3 or 100m over OM4 multi-mode fiber | SFP-25G-LR | 3495
Arista | 100GBASE-SWDM4 QSFP transceiver, up to 70m over OM3 or 100m over OM4 duplex multi-mode fiber | SFP-25G-MR-LR | 2995
Arista | 100GBASE-XCWDM4 QSFP100 transceiver, up to 10km over single-mode fiber | SFP-25G-MR-SR | 5995
Arista | 100GBASE-XSR4 QSFP100 transceiver, up to 170m over parallel OM3 or 300m over OM4 multi-mode fiber | SFP-25G-MR-XSR | 2495
Arista | 100GBASE-ZR4 QSFP transceiver, up to 80km over duplex SMF | SFP-25G-SR | 33995
Arista | 200GBASE-FR4 QSFP200 Transceiver, up to 2km over single-mode fiber | SS-CC-A-SSP-1M | 6895
Arista | 40GBASE-ER4 QSFP+ transceiver, up to 40km over single-mode fiber | SS-CC-A-SXP-1M | 14995
Arista | 40GBASE-LR4 QSFP+ transceiver, up to 10KM over single-mode fiber | SS-CC-A-SXP2-1M | 4995
Arista | 40GBASE-LRL4 QSFP+ transceiver, up to 1KM over single-mode fiber | SS-CLOUDEOS-CR-CV-B-1M | 4495
Arista | 40G QSFP+ transceiver, up to 10km over parallel single-mode (4x10G LR up to 10km) MTP-12 | SS-CLOUDEOS-RR-CV-10M-B-1M | 5995
Arista | 40G QSFP+ transceiver, up to 1km over parallel single-mode (4x10G LR up to 1km) MTP-12 | SS-CLOUDEOS-RR-CVS-10M-B-1M | 2994
Arista | 40GBASE-SR4 QSFP+ transceiver, up to 100m over parallel OM3 or 150m over OM4 multi-mode fiber | SS-CLOUDEOS-VR-CV-10G-B-1M | 995
Arista | 40GBASE-SRBD Bidirectional QSFP+ transceiver, up to 100m over duplex OM3 or 150m over duplex OM4 multi-mode fiber | SS-CLOUDEOS-VR-CV-1G-B-1M | 1995
Arista | 40GBASE-BIDI QSFP+ Receiver only, up to 100m over duplex OM3 or 150m over duplex OM4 multi-mode fiber | SS-CLOUDEOS-VR-CVS-10G-B-1M | 1995
Arista | 40G QSFP+ Universal transceiver, up to 150m over OM3 duplex, or 500m over duplex single-mode fiber | SS-CLOUDEOS-VR-CVS-1G-B-1M | 2995
Arista | 40GBASE-XSR4 QSFP+ transceiver, up to 300m over parallel OM3 or 400m over OM4 multi-mode fiber | SS-COGWIFI-1M | 1195
Arista | 10GBASE-DWDM 80KM tunable SFP+ Optics Module (50-GHz ITU grid) | SS-CV-EN-1M | 9995
Arista | 10GBASE-ER SFP+ (Extended Reach to 40km) | SS-CV-ENT-1M | 2495
Arista | 10GBASE-ERBD-D SFP+ BiDirectional Extended Reach to 40km | SS-CV-G-EN-1M | 2745
Arista | 10GBASE-ERBD-U SFP+ BiDirectional Extended Reach to 40km | SS-CV-G-SWITCH-1M | 2745
Arista | 10GBASE-ERLBD-D SFP+ BiDirectional ER Lite reach to 30km | SS-CV-G-T1-1M | 1095
Arista | 10GBASE-ERLBD-U SFP+ BiDirectional ER Lite reach to 30km | SS-CV-G-T2-1M | 1095
Arista | 10GBASE-LR SFP+ (Long Reach) | SS-CV-LT-EN-1M | 595
Arista | 10GBASE-LRL SFP+ (Long Reach Lite) | SS-CV-LT-G-EN-1M | 495
Arista | 10GBASE-SR SFP+ (Short Reach) | SS-CV-LT-G-SWITCH-1M | 445
Arista | 10GBASE-SRL SFP+ (Short Reach Lite) | SS-CV-LT-G-T1-1M | 395
Arista | 10GBASE-T Copper (RJ45) SFP Transceiver, up to 30m over Cat6a Cable | SS-CV-LT-G-T2-1M | 895
Arista | 10GBASE-ZR SFP+ (Extended Reach to 80km) | SS-CV-LT-MOD-G-EN-1M | 9995
Arista | 1000BASE-LX SFP (Long Haul) | SS-CV-LT-MOD-G-SWITCH-1M | 232
Arista | 1000BASE-SX SFP (Short Haul) | SS-CV-LT-MOD-G-T1-1M | 126
Arista | 1000BASE-T SFP (RJ-45 Copper) | SS-CV-LT-MOD-G-T2-1M | 158
Arista | 25GBASE-LR SFP25 transceiver, up to 10km over single-mode fiber | SS-CV-LT-SWITCH-1M | 1595
Arista | 10/25GBASE-LR SFP transceiver, up to 10km over duplex SMF | SS-CV-LT-T1-1M | 1595
Arista | 10/25GBASE-SR SFP transceiver, up to 70/100m at 25G, and 300/400m at 10G over duplex OM3/OM4 MMF. | SS-CV-LT-T2-1M | 775
Arista | Dual rate 10/25GBASE-XSR SFP Optics Module, up to 200m over OM3 or 300m over OM4 MMF | SS-CV-MOD-G-EN-1M | 795
Arista | 25GBASE-SR SFP25 transceiver up to 70m over OM3 or 100m over OM4 multi-mode fiber | SS-CV-MOD-G-SWITCH-1M | 795
Arista | Arista CCF: 1 Arista switch SW license subscription for 1 Month, includes A-Care SW, max 2000G BW | SS-CV-MOD-G-T1-1M | 330
Arista | Arista CCF: 1 Arista switch SW license subscription for 1 Month, includes A-Care SW, max 3200G BW | SS-CV-MOD-G-T2-1M | 495
Arista | Arista CCF: 1 Arista switch SW license subscription for 1 Month, includes A-Care SW, max 6400G BW | SS-CVS-EN-1M | 685
Arista | CloudEOS Router for Container/Kubernetes Software Subscription License for 1-Month. Includes dynamic routing features (BGP, OSPF), A-care SW support, and 1-Month CloudVision for a single CloudEOS Router instance (node) | SS-CVS-G-EN-1M | 21
Arista | CloudEOS Router for VM/Cloud SW Sub Lic for 1-Month, up to 10M routes with virtual route reflector feature, A-care Support, and 1-Month CloudVision SVC for single instance | SS-CVS-G-SWITCH-1M | 1000
Arista | CloudEOS Router for VM/Cloud SW Sub Lic for 1-Month, up to 10M routes with virtual route reflector feature, A-care Support, and 1-Month CloudVision as-a-Service for single instance | SS-CVS-G-T1-1M | 1045
Arista | CloudEOS Router for VM/Cloud SW Sub Lic for 1-Month for up to 10G throughput, includes routing, IPSec, A-care Support, and 1-Month CloudVision SVC for single instance | SS-CVS-G-T2-1M | 1260
Arista | CloudEOS Router for VM/Cloud SW Sub Lic for 1-Month for up to 1G throughput, includes routing, IPSec, A-care Support, and 1-Month CloudVision for single instance | SS-CVS-LT-EN-1M | 455
Arista | CloudEOS Router for VM/Cloud SW Sub Lic for 1-Month up to 10G throughput, includes routing, IPSec, and Support, 1-Month CloudVision as-a-Service for single instance | SS-CVS-LT-G-EN-1M | 1310
Arista | CloudEOS Router for VM/Cloud SW Sub Lic for 1-Month up to 1G throughput, includes routing, IPSec, and Support, 1-Month CloudVision as-a-Service for single instance | SS-CVS-LT-G-SWITCH-1M | 475
Arista | Cognitive Cloud SW Subscription License for 1-Month for 1 x Wireless Access Point | SS-CVS-LT-G-T1-1M | 18
Arista | CloudVision SW Subscription Enterprise License for 1-Month. 10G+ Platforms. Small/Med Companies - Requires approval. | SS-CVS-LT-G-T2-1M | 125000
Arista | CloudVision SW Subscription Enterprise License for 1-Month. Large Companies - Requires approval. | SS-CVS-LT-MOD-G-EN-1M | 999995
Arista | CloudVision SW Subscription Enterprise License for 1-Month. 1G Platforms. Small/Med Companies - Requires approval. | SS-CVS-LT-MOD-G-SWITCH-1M | 55000
Arista | CloudVision SW Subscription License for 1-Month for 1 Switch. 1G Platforms. Includes Z. | SS-CVS-LT-MOD-G-T1-1M | 95
Arista | CloudVision SW Subscription License for 1-Month for 150 to 499 device count of 1G Platforms | SS-CVS-LT-MOD-G-T2-1M | 75
Arista | CloudVision SW Subscription License for 1-Month for 500 to 1000 device count of 1G Platforms | SS-CVS-LT-SWITCH-1M | 55
Arista | CloudVision Lite SW Subscription Enterprise License for 1-Month. 10G+ Platforms. Small/Med Companies - Requires approval. | SS-CVS-LT-T1-1M | 55000
Arista | CloudVision Lite SW Subscription Enterprise License for 1-Month. 1G Platforms. Small/Med Companies - Requires approval. | SS-CVS-LT-T2-1M | 25000
Arista | CloudVision Lite SW Subscription License for 1-Month for 1 Switch. 1G Platforms. | SS-CVS-MOD-G-SWITCH-1M | 45
Arista | CloudVision Lite SW Subscription License for 1-Month for 150 to 499 device count of 1G Platforms | SS-CVS-MOD-G-T1-1M | 35
Arista | CloudVision Lite SW Subscription License for 1-Month for 500 to 1000 device count of 1G Platforms | SS-CVS-MOD-G-T2-1M | 25
Arista | CloudVision Lite SW Subscription Enterprise License for 1-Month. Arista 5 and 8 slot Modular 1G/mG Ethernet Switches. Small/Med Companies - Requires approval. | SS-CVS-SWITCH-1M | 38000
Arista | CloudVision Lite SW Subscription License for 1-Month for 1 Switch. Arista 5 and 8 slot Modular 1G/mG Ethernet Switches. | SS-CVS-SWITCH-LAB-1M | 70
Arista | CloudVision Lite SW Subscription License for 1-Month for 150 to 499 device count. Arista 5 and 8 slot Modular 1G/mG Ethernet Switches. | SS-CVS-T1-1M | 55
Arista | CloudVision Lite SW Subscription License for 1-Month for 500 to 1000 device count. Arista 5 and 8 slot Modular 1G/mG Ethernet Switches. | SS-CVS-T2-1M | 40
Arista | CloudVision Lite SW Subscription License for 1-Month for 1 Switch. 10G+ Platforms | SS-CV-SWITCH-1M | 95
Arista | CloudVision Lite SW Subscription License for 1-Month for 150 to 499 device count of 10G+ Platforms | SS-CV-SWITCH-LAB-1M | 75
Arista | CloudVision Lite SW Subscription License for 1-Month for 500 to 1000 device count of 10G+ Platforms | SS-CV-T1-1M | 55
Arista | CloudVision SW Subscription Enterprise License for 1-Month. Arista 5 and 8 slot Modular 1G/mG Ethernet Switches. Small/Med Companies - Requires approval. | SS-CV-T2-1M | 85000
Arista | CloudVision SW Subscription License for 1-Month for 1 Switch. Arista 5 and 8 slot Modular 1G/mG Ethernet Switches. | SS-DM-A-SSP-1M | 149
Arista | CloudVision SW Subscription License for 1-Month for 150 to 499 device count. Arista 5 and 8 slot Modular 1G/mG Ethernet Switches. | SS-DM-A-SXP-1M | 115
Arista | CloudVision SW Subscription License for 1-Month for 500 to 1000 device count. Arista 5 and 8 slot Modular 1G/mG Ethernet Switches. | SS-DM-A-SXP2-1M | 82
Arista | CloudVision as-a-Service Subscription Enterprise Lic for 1-Month. 10G+ Platforms. Small/Med Companies - Requires approval. Electronic Delivery Only. | SS-DM-A-SXPP-1M | 135000
Arista | CloudVision as-a-Service Subscription Enterprise Lic for 1-Month. 1G/mG Platforms. Small/Med Companies - Requires approval. Electronic Delivery Only. | SS-DM-GOV-SSP-1M | 60000
Arista | CloudVision as-a-Service Subscription Lic for 1-Month for 1 Switch. 1G/mG Platforms. Electronic Delivery Only. | SS-DM-GOV-SXP-1M | 125
Arista | CloudVision as-a-Service Subscription Lic for 1-Month for 150 to 499 device count. 1G/mG Platforms. Electronic Delivery Only. | SS-DM-GOV-SXP2-1M | 90
Arista | CloudVision as-a-Service Subscription Lic for 1-Month for 500 to 1000 device count. 1G/mG Platforms. Electronic Delivery Only. | SS-DM-MCD-1M-P2 | 62
Arista | CloudVision as-a-Service Lite SW Subscription Enterprise License for 1-Month. 10G+ Platforms. Small/Med Companies - Requires approval. | SS-DM-SBP-1M | 60000
Arista | CloudVision as-a-Service Lite SW Subscription Enterprise License for 1-Month. 1G Platforms. Small/Med Companies - Requires approval. | SS-DM-SSP-1M | 27000
Arista | CloudVision as-a-Service Lite Subscription Lic for 1-Month for 1 Switch. 1G/mG Platforms. Electronic Delivery Only. | SS-DM-SXP-1M | 58
Arista | CloudVision as-a-Service Lite SW Subscription License for 1-Month for 150 to 499 device count. 1G Platforms | SS-DM-SXP2-1M | 42
Arista | CloudVision as-a-Service Lite SW Subscription License for 1-Month for 500 to 1000 device count. 1G Platforms | SS-DM-SXPP-1M | 28
Arista | CloudVision as-a-Service Lite SW Subscription Enterprise License for 1-Month. Arista 5 and 8 slot Modular 1G/mG Ethernet Switches. Small/Med Companies - Requires approval. | SS-DM-TUN-S1-1M | 41000
Arista | CloudVision as-a-Service Lite Sub License for 1-Month for 1 Switch. Arista 5 and 8 slot Modular 1G/mG Ethernet Switches. Electronic Delivery Only. | SS-DM-VSPHR100-1M | 90
Arista | CloudVision as-a-Service Lite SW Subscription License for 1-Month for 150 to 499 device count. Arista 5 and 8 slot Modular 1G/mG Ethernet Switches. | SS-EOS-CV-FIX-1 | 66
Arista | CloudVision as-a-Service Lite SW Subscription License for 1-Month for 500 to 1000 device count. Arista 5 and 8 slot Modular 1G/mG Ethernet Switches. | SS-EOS-CV-FIX-2 | 45
Arista | CloudVision as-a-Service Lite Subscription Lic for 1-Month for 1 Switch. 10G+ Platforms. Electronic Delivery Only. | SS-EOS-Enh-FIX1-1M | 122
Arista | CloudVision as-a-Service Lite SW Subscription License for 1-Month for 150 to 499 device count. 10G+ Platforms | SS-EOS-Enh-FIX2-1M | 90
Arista | CloudVision as-a-Service Lite SW Subscription License for 1-Month for 500 to 1000 device count. 10G+ Platforms | SS-NDR-A5-1M | 62
Arista | CloudVision as-a-Service Sub License for 1-Month for 1 Switch. Arista 5 and 8 slot Modular 1G/mG Ethernet Switches. Electronic Delivery Only. | SS-NDR-MDN5-1M -ASP | 195
Arista | CloudVision as-a-Service Subscription License for 1-Month for 150 to 499 device count. Arista 5 and 8 slot Modular 1G/mG Ethernet Switches. Electronic Delivery Only. | SS-NDR-MDNB10-1M-ASP | 138
Arista | CloudVision as-a-Service Subscription License for 1-Month for 500 to 1000 device count. Arista 5 and 8 slot Modular 1G/mG Ethernet Switches. Electronic Delivery Only. | SS-NDR-N5-1M | 96
Arista | CloudVision as-a-Service Subscription Lic for 1-Month for 1 Switch. 10G+ Platforms. Includes Z, V2 Features. Electronic Delivery Only. | SS-NDR-NB10-1M | 295
Arista | Lab Use Only: CloudVision as-a-Service Subscription Lic for 1-Month for up to 10 Switches. Any platform. Electronic Delivery Only. | SS-NDR-NCA10-1M | 120
Arista | CloudVision as-a-Service Subscription Lic for 1-Month for 150 to 499 device count. 10G+ Platforms. Electronic Delivery Only. | SS-NDR-NCA15-1M | 210
Arista | CloudVision as-a-Service Subscription Lic for 1-Month for 500 to 1000 device count. 10G+ Platforms. Electronic Delivery Only. | SS-NDR-NCA5-1M | 140
Arista | CloudVision SW Subscription License for 1-Month for 1 Switch. 10G+ Platforms. Includes Z, V2 Features. | SS-NDR-S1-1M | 295
Arista | Lab Use Only: CloudVision SW Subscription License for 1-month for up to 10 Switches | SS-NDR-S5-1M | 99
Arista | CloudVision SW Subscription License for 1-Month for 150 to 499 device count of 10G+ Platforms | SS-NDR-SCA1-1M | 175
Arista | CloudVision SW Subscription License for 1-Month for 500 to 1000 device count of 10G+ Platforms | SS-NDR-SCG1-1M | 125
Arista | Arista DMF OOB: 1 Arista switch SW license subscription for 1 Month, includes A-Care SW, max 2000G BW | SS-NDR-SVV.5-1M | 917
Arista | Arista DMF OOB: 1 Arista switch SW license subscription for 1 Month, includes A-Care SW, max 3200G BW | SS-NDR-SVV1-1M | 1834
Arista | Arista DMF OOB: 1 Arista switch SW license subscription for 1 Month, includes A-Care SW, max 6400G BW | SS-PREMWIFI-1M | 2750
Arista | Arista DMF OOB: 1 Arista switch SW license subscription for 1 Month, includes A-Care SW, max 4800G BW | SS-PREMWIFI-1M-DCA | 2295
Arista | Arista DMF OOB: 1 switch SW license subscription for 1 Month, includes A-Care SW (US-DoD compliant crypto library), max 2000G BW | SS-PREMWIFI-1M-VM | 1009
Arista | Arista DMF OOB: 1 switch SW license subscription for 1 Month, includes A-Care SW (US-DoD compliant crypto library), max 3200G BW | SVC-7010T-1M-2H | 2017
Arista | Arista DMF OOB: 1 switch SW license subscription for 1 Month, includes A-Care SW (US-DoD compliant crypto library), max 6400G BW | SVC-7010T-1M-4H | 3025
Arista | Arista MCD: MCD VM SW subscription for 1 DMF Controller HA pair; limited duration promotional offer; 1 Month; includes A-Care SW | SVC-7010T-1M-NB | 833
Arista | Arista DMF OOB: 1 switch SW license subscription for 1 Month, includes A-Care SW, max 600G BW | SVC-7010TDC-1M-2H | 505
Arista | Arista DMF OOB: 1 switch SW license subscription for 1 Month, includes A-Care SW, max 2000G BW | SVC-7010TDC-1M-4H | 917
Arista | Arista DMF OOB: 1 switch SW license subscription for 1 Month, includes A-Care SW, max 3200G BW | SVC-7010TDC-1M-NB | 1834
Arista | Arista DMF OOB: 1 switch SW license subscription for 1 Month, includes A-Care SW, max 6400G BW | SVC-7010TX-48-1M-2H | 2750
Arista | Arista DMF OOB: 1 switch SW license subscription for 1 Month, includes A-Care SW, max 4800G BW | SVC-7010TX-48-1M-4H | 2295
Arista | Arista DMF: 1 switch tunneling license subscription for 1 Month, includes A-Care SW | SVC-7010TX-48-1M-NB | 92
Arista | Arista DMF: SW subscription for 1 BMF Controller HA pair to monitor up to 100 VMware vSphere VMs; 1 Month; includes A-Care SW | SVC-7010TX-48DC-1M-2H | 55
Arista | EOS Subscription for 1-Month includes EOS E/V/Z/FLX-LITE and CloudVison with ACare SW for 1RU systems | SVC-7010TX-48DC-1M-4H | 745
Arista | EOS Subscription for 1-Month includes EOS E/V/Z/FLX-LITE and CloudVison with ACare SW for 2RU systems | SVC-7010TX-48DC-1M-NB | 995
Arista | EOS Subscription for 1-Month includes EOS E/V/Z/FLX-LITE Licenses and ACare SW for 1RU systems | SVC-7020SR-24C2-1M-2H | 495
Arista | EOS Subscription for 1-Month includes EOS E/V/Z/FLX-LITE Licenses and ACare SW for 2RU systems | SVC-7020SR-24C2-1M-4H | 745
Arista | ASP All-In-One Subscription License for 1-Month, up to 5Gb/sec BW, A-Care Support | SVC-7020SR-24C2-1M-NB | 6250
Arista | Meta-Data Duplication Subscription License for 1-Month,up to 5Gb/sec BW, A-Care Support. | SVC-7020SR-32C2-1M-2H | 600
Arista | Meta-Data Duplication Subscription License for 1-Month, up to 10 Gb/sec BW, A-Care Support. | SVC-7020SR-32C2-1M-4H | 1250
Arista | ASP Nucleus Subscription License for 1-Month,up to 5Gb/sec BW, A-Care Support | SVC-7020SR-32C2-1M-NB | 6125
Arista | ASP Nucleus Subscription License for 1-Month, up to 10Gb/sec BW, A-Care Support | SVC-7020SRG-24C2-1M-2H | 12500
Arista | ASP Nucleus SAAS AWS Subscription License for 1-Month, up to 10 Gb/sec BW, A-Care Support | SVC-7020SRG-24C2-1M-4H | 18000
Arista | ASP Nucleus SAAS AWS Subscription License for 1-Month, up to 15 Gb/sec BW, A-Care Support | SVC-7020SRG-24C2-1M-NB | 27000
Arista | ASP Nucleus SAAS AWS Subscription License for 1-Month, up to 5 Gb/sec BW, A-Care Support | SVC-7020TR-48-1M-2H | 9000
Arista | ASP Sensor Subscription License for 1-Month, up to 1Gb/sec BW, A-Care Support | SVC-7020TR-48-1M-4H | 1000
Arista | ASP Sensor Subscription License for 1-Month, up to 5Gb/sec BW, A-Care Support | SVC-7020TRA-48-1M-2H | 1750
Arista | ASP Virtual AWS Sensor Subscription License for 1-Month, up to 1Gb/sec BW, A-Care Support | SVC-7020TRA-48-1M-4H | 1000
Arista | ASP Virtual GCP Sensor Subscription License for 1-Month, up to 1Gb/sec BW, A-Care Support | SVC-7020TRA-48-1M-NB | 1000
Arista | ASP Virtual ESXI Sensor Subscription License for 1-Month, up to 500Mb/sec BW, A-Care Support | SVC-7050CX3-32S-1M-2H | 500
Arista | ASP Virtual ESXI Sensor Subscription License for 1-Month, up to 1Gb/sec BW, A-Care Support | SVC-7050CX3-32S-1M-4H | 1000
Arista | On-premises SW Subscription License for 1-month for 1 x wireless access point. For electronic delivery only; not for sale with DCA-200-CV | SVC-7050CX3-32SD-1M-2H | 18
Arista | On-premises SW Subscription License for 1-month for 1 x wireless access point. For sale only with DCA-200-CV appliance | SVC-7050CX3-32SD-1M-4H | 18
Arista | On-premises SW Subscription License for 1-month for 1 x wireless access point for virtual environment. For electronic delivery only | SVC-7050CX3-32SD-1M-NB | 18
Arista | 1-Month A-Care Software & 24x7x2 Hour Hardware Replacement for 7010T-48 | SVC-7050CX3M-32S-1M-2H | 67
Arista | 1-Month A-Care Software & 24x7x4 Hour Hardware Replacement for 7010T-48 | SVC-7050CX3M-32S-1M-4H | 50
Arista | 1-Month A-Care Software & NBD Hardware Replacement/Same Day Ship for 7010T-48 | SVC-7050CX3M-32S-1M-NB | 34
Arista | 1-Month A-Care Software & 24x7x2 Hour Hardware Replacement for 7010T-48-DC | SVC-7050QX2-32S-1M-2H | 75
Arista | 1-Month A-Care Software & 24x7x4 Hour Hardware Replacement for 7010T-48-DC | SVC-7050QX2-32S-1M-4H | 56
Arista | 1 Month A-Care Software & NBD Hardware Replacement/Same Day Ship for 7010T-48-DC | SVC-7050QX2-32S-1M-NB | 38
Arista | 1-Month A-Care Software & 24x7x2 Hour Hardware Replacement for 7010TX-48 | SVC-7050QX-32S-1M-2H | 58
Arista | 1-Month A-Care Software & 24x7x4 Hour Hardware Replacement for 7010TX-48 | SVC-7050QX-32S-1M-4H | 43
Arista | 1 Month A-Care Software & NBD Hardware Replacement/Same Day Ship for 7010TX-48 | SVC-7050QX-32S-1M-HW-NB | 30
Arista | 1-Month A-Care Software & 24x7x2 Hour Hardware Replacement for 7010TX-48DC | SVC-7050QX-32S-1M-NB | 66
Arista | 1-Month A-Care Software & 24x7x4 Hour Hardware Replacement for 7010TX-48DC | SVC-7050QXD-32S-1M-2H | 49
Arista | 1 Month A-Care Software & NBD Hardware Replacement/Same Day Ship for 7010TX-48DC | SVC-7050QXD-32S-1M-4H | 33
Arista | 1-Month A-Care Software & 24x7x2 Hour Hardware Replacement for 7020SR-24C2 | SVC-7050QXD-32S-1M-NB | 162
Arista | 1-Month A-Care Software & 24x7x4 Hour Hardware Replacement for 7020SR-24C2 | SVC-7050SX-128-1M-HW-NB | 120
Arista | 1 Month A-Care Software & NBD Hardware Replacement/Same Day Ship for 7020SR-24C2 | SVC-7050SX2-128-1M-2H | 85
Arista | 1-Month A-Care Software & 24x7x2 Hour Hardware Replacement for 7020SR-32C2 | SVC-7050SX2-128-1M-4H | 265
Arista | 1-Month A-Care Software & 24x7x4 Hour Hardware Replacement for 7020SR-32C2 | SVC-7050SX2-128-1M-NB | 195
Arista | 1 Month A-Care Software & NBD Hardware Replacement/Same Day Ship for 7020SR-32C2 | SVC-7050SX2-72Q-1M-2H | 140
Arista | 1-Month A-Care Software & 24x7x2 Hour Hardware Replacement for 7020SRG-24C2 | SVC-7050SX2-72Q-1M-4H | 290
Arista | 1-Month A-Care Software & 24x7x4 Hour Hardware Replacement for 7020SRG-24C2 | SVC-7050SX2-72Q-1M-NB | 210
Arista | 1 Month A-Care Software & NBD Hardware Replacement/Same Day Ship for 7020SRG-24C2 | SVC-7050SX3-48C8-1M-2H | 155
Arista | 1-Month A-Care Software & 24x7x2 Hour Hardware Replacement for 7020TR-48 | SVC-7050SX3-48C8-1M-4H | 150
Arista | 1-Month A-Care Software & 24x7x4 Hour Hardware Replacement for 7020TR-48 | SVC-7050SX3-48C8-1M-NB | 110
Arista | 1 Month A-Care Software & NBD Hardware Replacement/Same Day Ship for 7020TR-48 | SVC-7050SX3-48YC12-1M-2H | 80
Arista | 1 Month A-Care Software & NBD Hardware Replacement/Same Day Ship for 7020TR-48 | SVC-7050SX3-48YC12-1M-4H | 80
Arista | 1-Month A-Care Software & 24x7x2 Hour Hardware Replacement for 7020TRA-48 | SVC-7050SX3-48YC12-1M-NB | 163
Arista | 1-Month A-Care Software & 24x7x4 Hour Hardware Replacement for 7020TRA-48 | SVC-7050SX3-48YC8-1M-2H | 120
Arista | 1 Month A-Care Software & NBD Hardware Replacement/Same Day Ship for 7020TRA-48 | SVC-7050SX3-48YC8-1M-4H | 87
Arista | 1-Month A-Care Software & 24x7x2 Hour Hardware Replacement for 7050CX3-32S | SVC-7050SX3-96YC8-1M-2H | 400
Arista | 1-Month A-Care Software & 24x7x4 Hour Hardware Replacement for 7050CX3-32S | SVC-7050SX3-96YC8-1M-4H | 300
Arista | 1 Month A-Care Software & NBD Hardware Replacement/Same Day Ship for 7050CX3-32S | SVC-7050SX3-96YC8-1M-NB | 200
Arista | 1 Month A-Care Software & NBD Hardware Replacement/Same Day Ship for 7050CX3-32S | SVC-7050SX-64-1M-2H | 200
Arista | 1-Month A-Care Software & 24x7x2 Hour Hardware Replacement for 7050CX3-32S-D, with SSD | SVC-7050SX-64-1M-4H | 400
Arista | 1-Month A-Care Software & 24x7x4 Hour Hardware Replacement for 7050CX3-32S-D, with SSD | SVC-7050SX-64-1M-HW-NB | 300
Arista | 1 Month A-Care Software & NBD Hardware Replacement/Same Day Ship for 7050CX3-32S-D, with SSD | SVC-7050SX-64-1M-NB | 200
Arista | 1-Month A-Care Software & 24x7x2 Hour Hardware Replacement for 7050CX3M-32S | SVC-7050SX-72Q-1M-2H | 440
Arista | 1-Month A-Care Software & 24x7x4 Hour Hardware Replacement for 7050CX3M-32S | SVC-7050SX-72Q-1M-4H | 320
Arista | 1 Month A-Care Software & NBD Hardware Replacement/Same Day Ship for 7050CX3M-32S | SVC-7050SX-72Q-1M-NB | 235
Arista | 1-Month A-Care Software & 24x7x2 Hour Hardware Replacement for 7050QX2-32S | SVC-7050SXD-64-1M-2H | 320
Arista | 1-Month A-Care Software & 24x7x4 Hour Hardware Replacement for 7050QX2-32S | SVC-7050SXD-64-1M-4H | 224
Arista | 1 Month A-Care Software & NBD Hardware Replacement/Same Day Ship for 7050QX2-32S | SVC-7050SXD-64-1M-NB | 165
Arista | 1-Month A-Care Software & 24x7x2 Hour Hardware Replacement for 7050QX-32S | SVC-7050TX-128-1M-HW-NB | 320
Arista | 1-Month A-Care Software & 24x7x4 Hour Hardware Replacement for 7050QX-32S | SVC-7050TX2-128-1M-2H | 224
Arista | 1-Month A-Care NBD Hardware Only Replacement/Same Day Ship Service for 7050QX-32S with EaaS | SVC-7050TX2-128-1M-4H | 83
Arista | 1 Month A-Care Software & NBD Hardware Replacement/Same Day Ship for 7050QX-32S | SVC-7050TX2-128-1M-NB | 165
Arista | 1-Month A-Care Software & 24x7x2 Hour Hardware Replacement for 7050QXD-32S | SVC-7050TX3-48C8-1M-2H | 350
Arista | 1-Month A-Care Software & 24x7x4 Hour Hardware Replacement for 7050QXD-32S | SVC-7050TX3-48C8-1M-4H | 250
Arista | 1 Month A-Care Software & NBD Hardware Replacement/Same Day Ship for 7050QXD-32S | SVC-7050TX3-48C8-1M-NB | 190
Arista | 1-Month A-Care NBD Hardware Only Replacement/Same Day Ship Service for 7050SX-128 with EaaS | SVC-7050TX-48-1M-2H | 83
Arista | 1-Month A-Care Software & 24x7x2 Hour Hardware Replacement for 7050SX2-128 | SVC-7050TX-48-1M-4H | 320
Arista | 1-Month A-Care Software & 24x7x4 Hour Hardware Replacement for 7050SX2-128 | SVC-7050TX-48-1M-HW-NB | 224
Arista | 1 Month A-Care Software & NBD Hardware Replacement/Same Day Ship for 7050SX2-128 | SVC-7050TX-48-1M-NB | 165
Arista | 1-Month A-Care Software & 24x7x2 Hour Hardware Replacement for 7050SX-72Q | SVC-7050TX-64-1M-2H | 284
Arista | 1-Month A-Care Software & 24x7x4 Hour Hardware Replacement for 7050SX-72Q | SVC-7050TX-64-1M-4H | 210
Arista | 1 Month A-Care Software & NBD Hardware Replacement/Same Day Ship for 7050SX-72Q | SVC-7050TX-64-1M-HW-NB | 145
Arista | 1-Month A-Care Software & 24x7x2 Hour Hardware Replacement for 7050SX3-48C8 | SVC-7050TX-64-1M-NB | 238
Arista | 1-Month A-Care Software & 24x7x4 Hour Hardware Replacement for 7050SX3-48C8 | SVC-7050TX-72Q-1M-2H | 175
Arista | 1 Month A-Care Software & NBD Hardware Replacement/Same Day Ship for 7050SX3-48C8 | SVC-7050TX-72Q-1M-4H | 126
Arista | 1-Month A-Care Software & 24x7x2 Hour Hardware Replacement for 7050SX3-48YC12 | SVC-7050TX-72Q-1M-NB | 400
Arista | 1-Month A-Care Software & 24x7x4 Hour Hardware Replacement for 7050SX3-48YC12 | SVC-7050TXD-48-1M-2H | 300
Arista | 1 Month A-Care Software & NBD Hardware Replacement/Same Day Ship for 7050SX3-48YC12 | SVC-7050TXD-48-1M-4H | 200
Arista | 1-Month A-Care Software & 24x7x2 Hour Hardware Replacement for 7050SX3-48YC8 | SVC-7050TXD-48-1M-NB | 284
Arista | 1-Month A-Care Software & 24x7x4 Hour Hardware Replacement for 7050SX3-48YC8 | SVC-7050TXD-64-1M-2H | 210
Arista | 1 Month A-Care Software & NBD Hardware Replacement/Same Day Ship for 7050SX3-48YC8 | SVC-7050TXD-64-1M-4H | 145
Arista | 1 Month A-Care Software & NBD Hardware Replacement/Same Day Ship for 7050SX3-48YC8 | SVC-7050TXD-64-1M-NB | 145
Arista | 1-Month A-Care Software & 24x7x2 Hour Hardware Replacement for 7050SX3-96YC8 | SVC-7060CX2-32S-1M-2H | 320
Arista | 1-Month A-Care Software & 24x7x4 Hour Hardware Replacement for 7050SX3-96YC8 | SVC-7060CX2-32S-1M-4H | 224
Arista | 1 Month A-Care Software & NBD Hardware Replacement/Same Day Ship for 7050SX3-96YC8 | SVC-7060CX2-32S-1M-NB | 165
Arista | 1-Month A-Care Software & 24x7x2 Hour Hardware Replacement for 7050SX-64 | SVC-7060CX-32S-1M-2H | 284
Arista | 1-Month A-Care Software & 24x7x4 Hour Hardware Replacement for 7050SX-64 | SVC-7060CX-32S-1M-4H | 210
Arista | 1-Month A-Care NBD Hardware Only Replacement/Same Day Ship Service for 7050SX-64 with EaaS | SVC-7060CX-32S-1M-NB | 73
Arista | 1 Month A-Care Software & NBD Hardware Replacement/Same Day Ship for 7050SX-64 | SVC-7060DX4-32-1M-2H | 145
Arista | 1-Month A-Care Software & 24x7x2 Hour Hardware Replacement for 7050SX-72Q | SVC-7060DX4-32-1M-4H | 284
Arista | 1-Month A-Care Software & 24x7x4 Hour Hardware Replacement for 7050SX-72Q | SVC-7060DX4-32-1M-NB | 210
Arista | 1 Month A-Care Software & NBD Hardware Replacement/Same Day Ship for 7050SX-72Q | SVC-7060PX4-32-1M-2H | 145
Arista | 1-Month A-Care Software & 24x7x2 Hour Hardware Replacement for 7050SXD-64 with S | SVC-7060PX4-32-1M-4H | 405
Arista | 1-Month A-Care Software & 24x7x4 Hour Hardware Replacement for 7050SXD-64 with S | SVC-7060PX4-32-1M-NB | 300
Arista | 1 Month A-Care Software & NBD Hardware Replacement/Same Day Ship for 7050SXD-64 | SVC-7060SX2-48YC6-1M-2H | 200
Arista | 1-Month A-Care NBD Hardware Only Replacement/Same Day Ship Service for 7050TX-128 with EaaS | SVC-7060SX2-48YC6-1M-4H | 83
Arista | 1-Month A-Care Software & 24x7x2 Hour Hardware Replacement for 7050TX2-128 | SVC-7060SX2-48YC6-1M-NB | 470
Arista | 1-Month A-Care Software & 24x7x4 Hour Hardware Replacement for 7050TX2-128 | SVC-710P-12-1M-2H | 350
Arista | 1 Month A-Care Software & NBD Hardware Replacement/Same Day Ship for 7050TX2-128 | SVC-710P-12-1M-4H | 235
Arista | 1-Month A-Care Software & 24x7x2 Hour Hardware Replacement for 7050TX3-48C8 | SVC-710P-12-1M-NB | 240
Arista | 1-Month A-Care Software & 24x7x4 Hour Hardware Replacement for 7050TX3-48C8 | SVC-710P-12-1M-RB | 178
Arista | 1 Month A-Care Software & NBD Hardware Replacement/Same Day Ship for 7050TX3-48C8 | SVC-710P-16D-1M-2H | 126
Arista | 1-Month A-Care Software & 24x7x2 Hour Hardware Replacement for 7050TX-48 | SVC-710P-16D-1M-4H | 155
Arista | 1-Month A-Care Software & 24x7x4 Hour Hardware Replacement for 7050TX-48 | SVC-710P-16D-1M-NB | 115
Arista | 1-Month A-Care NBD Hardware Only Replacement/Same Day Ship Service for 7050TX-48 with EaaS | SVC-710P-16D-1M-RB | 41
Arista | 1 Month A-Care Software & NBD Hardware Replacement/Same Day Ship for 7050TX-48 | SVC-710P-16P-1M-2H | 81
Arista | 1-Month A-Care Software & 24x7x2 Hour Hardware Replacement for 7050TX-64 | SVC-710P-16P-1M-4H | 240
Arista | 1-Month A-Care Software & 24x7x4 Hour Hardware Replacement for 7050TX-64 | SVC-710P-16P-1M-NB | 178
Arista | 1-Month A-Care NBD Hardware Only Replacement/Same Day Ship Service for 7050TX-64 with EaaS | SVC-710P-16P-1M-RB | 63
Arista | 1 Month A-Care Software & NBD Hardware Replacement/Same Day Ship for 7050TX-64 | SVC-7130-16-1M-2H | 126
Arista | 1-Month A-Care Software & 24x7x2 Hour Hardware Replacement for 7050TX-72Q | SVC-7130-16-1M-4H | 240
Arista | 1-Month A-Care Software & 24x7x4 Hour Hardware Replacement for 7050TX-72Q | SVC-7130-16-1M-NB | 178
Arista | 1 Month A-Care Software & NBD Hardware Replacement/Same Day Ship for 7050TX-72Q | SVC-7130-16G3-1M-2H | 126
Arista | 1-Month A-Care Software & 24x7x2 Hour Hardware Replacement for 7050TXD-48 | SVC-7130-16G3-1M-4H | 209
Arista | 1-Month A-Care Software & 24x7x4 Hour Hardware Replacement for 7050TXD-48 | SVC-7130-16G3-1M-NB | 155
Arista | 1 Month A-Care Software & NBD Hardware Replacement/Same Day Ship for 7050TXD-48 | SVC-7130-16G3S-1M-2H | 111
Arista | 1-Month A-Care Software & 24x7x2 Hour Hardware Replacement for 7050TXD-64 | SVC-7130-16G3S-1M-4H | 324
Arista | 1-Month A-Care Software & 24x7x4 Hour Hardware Replacement for 7050TXD-64 | SVC-7130-16G3S-1M-NB | 240
Arista | 1 Month A-Care Software & NBD Hardware Replacement/Same Day Ship for 7050TXD-64 | SVC-7130-32C-1M-2H | 173
Arista | 1-Month A-Care Software & 24x7x2 Hour Hardware Replacement for 7060CX2-32S | SVC-7130-32C-1M-4H | 400
Arista | 1-Month A-Care Software & 24x7x4 Hour Hardware Replacement for 7060CX2-32S | SVC-7130-32C-1M-NB | 300
Arista | 1 Month A-Care Software & NBD Hardware Replacement/Same Day Ship for 7060CX2-32S | SVC-7130-32EH-1M-2H | 200
Arista | 1-Month A-Care Software & 24x7x2 Hour Hardware Replacement for 7060CX-32S | SVC-7130-32EH-1M-4H | 400
Arista | 1-Month A-Care Software & 24x7x4 Hour Hardware Replacement for 7060CX-32S | SVC-7130-32EH-1M-NB | 300
Arista | 1 Month A-Care Software & NBD Hardware Replacement/Same Day Ship for 7060CX-32S | SVC-7130-32K-1M-2H | 200
Arista | 1-Month A-Care Software & 24x7x2 Hour Hardware Replacement for 7060DX4-32 | SVC-7130-32K-1M-4H | 750
Arista | 1-Month A-Care Software & 24x7x4 Hour Hardware Replacement for 7060DX4-32 | SVC-7130-32K-1M-NB | 550
Arista | 1 Month A-Care Software & NBD Hardware Replacement/Same Day Ship for 7060DX4-32 | SVC-7130-32KA-1M-2H | 400
Arista | 1-Month A-Care Software & 24x7x2 Hour Hardware Replacement for 7060PX4-32 | SVC-7130-32KA-1M-4H | 700
Arista | 1-Month A-Care Software & 24x7x4 Hour Hardware Replacement for 7060PX4-32 | SVC-7130-32KA-1M-NB | 515
Arista | 1 Month A-Care Software & NBD Hardware Replacement/Same Day Ship for 7060PX4-32 | SVC-7130-32KC-1M-2H | 375
Arista | 1-Month A-Care Software & 24x7x2 Hour Hardware Replacement for 7060SX2-48YC6 | SVC-7130-32KC-1M-4H | 300
Arista | 1-Month A-Care Software & 24x7x4 Hour Hardware Replacement for 7060SX2-48YC6 | SVC-7130-32KC-1M-NB | 220
Arista | 1 Month A-Care Software & NBD Hardware Replacement/Same Day Ship for 7060SX2-48YC6 | SVC-7130-32KL-1M-2H | 160
Arista | 1-Month A-Care Software & 24x7x2 Hour Hardware Replacement for 710P-12 series | SVC-7130-32KL-1M-4H | 38
Arista | 1-Month A-Care Software & 24x7x4 Hour Hardware Replacement for 710P-12 series | SVC-7130-32KL-1M-NB | 28
Arista | 1-Month A-Care Software & NBD Hardware Replacement/Same Day Ship for CCS-710P-12 series | SVC-7130-32LB-1M-2H | 16
Arista | 1-Month A-Care Software Support and HW Replacement for CCS-710P-12 series | SVC-7130-32LB-1M-4H | 12
Arista | 1-Month A-Care Software & 24x7x2 Hour Hardware Replacement for 710P-16D series | SVC-7130-32LB-1M-NB | 38
Arista | 1-Month A-Care Software & 24x7x4 Hour Hardware Replacement for 710P-16D series | SVC-7130-32LBA-1M-2H | 28
Arista | 1-Month A-Care Software & NBD Hardware Replacement/Same Day Ship for CCS-710P-16D series | SVC-7130-32LBA-1M-4H | 16
Arista | 1-Month A-Care Software Support and HW Replacement for CCS-710P-16D series | SVC-7130-32LBA-1M-NB | 12
Arista | 1-Month A-Care Software & 24x7x2 Hour Hardware Replacement for 710P-16P series | SVC-7130-48-1M-2H | 38
Arista | 1-Month A-Care Software & 24x7x4 Hour Hardware Replacement for 710P-16P series | SVC-7130-48-1M-4H | 28
Arista | 1-Month A-Care Software & NBD Hardware Replacement/Same Day Ship for CCS-710P-16P series | SVC-7130-48-1M-NB | 16
Arista | 1-Month A-Care Software Support and HW Replacement for CCS-710P-16P series | SVC-7130-48C-1M-2H | 12
Arista | 1-Month A-Care Software & 24x7x2 Hour Hardware Replacement for 7130-16 | SVC-7130-48C-1M-4H | 200
Arista | 1-Month A-Care Software & 24x7x4 Hour Hardware Replacement for 7130-16 | SVC-7130-48C-1M-NB | 147
Arista | 1-Month A-Care Software & NBD Hardware Replacement/Same Day Ship for 7130-16 | SVC-7130-48CP-1M-2H | 107
Arista | 1-Month A-Care Software & 24x7x2 Hour Hardware Replacement for 7130-16G3 | SVC-7130-48CP-1M-4H | 200
Arista | 1-Month A-Care Software & 24x7x4 Hour Hardware Replacement for 7130-16G3 | SVC-7130-48CP-1M-NB | 147
Arista | 1-Month A-Care Software & NBD Hardware Replacement/Same Day Ship for 7130-16G3 | SVC-7130-48E-1M-2H | 107
Arista | 1-Month A-Care Software & 24x7x2 Hour Hardware Replacement for 7130-16G3S | SVC-7130-48E-1M-4H | 200
Arista | 1-Month A-Care Software & 24x7x4 Hour Hardware Replacement for 7130-16G3S | SVC-7130-48E-1M-NB | 147
Arista | 1-Month A-Care Software & NBD Hardware Replacement/Same Day Ship for 7130-16G3S | SVC-7130-48EA-1M-2H | 107
Arista | 1-Month A-Care Software & 24x7x2 Hour Hardware Replacement for 7130-32C | SVC-7130-48EA-1M-4H | 650
Arista | 1-Month A-Care Software & 24x7x4 Hour Hardware Replacement for 7130-32C | SVC-7130-48EA-1M-NB | 477
Arista | 1-Month A-Care Software & NBD Hardware Replacement/Same Day Ship for 7130-32C | SVC-7130-48EB-1M-2H | 347
Arista | 1-Month A-Care Software & 24x7x2 Hour Hardware Replacement for 7130-32EH | SVC-7130-48EB-1M-4H | 1125
Arista | 1-Month A-Care Software & 24x7x4 Hour Hardware Replacement for 7130-32EH | SVC-7130-48EB-1M-NB | 825
Arista | 1-Month A-Care Software & NBD Hardware Replacement/Same Day Ship for 7130-32EH | SVC-7130-48ED-1M-2H | 600
Arista | 1-Month A-Care Software & 24x7x2 Hour Hardware Replacement for 7130-32K | SVC-7130-48ED-1M-4H | 575
Arista | 1-Month A-Care Software & 24x7x4 Hour Hardware Replacement for 7130-32K | SVC-7130-48ED-1M-NB | 422
Arista | 1-Month A-Care Software & NBD Hardware Replacement/Same Day Ship for 7130-32K | SVC-7130-48EH-1M-2H | 307
Arista | 1-Month A-Care Software & 24x7x2 Hour Hardware Replacement for 7130-32KA | SVC-7130-48EH-1M-4H | 625
Arista | 1-Month A-Care Software & 24x7x4 Hour Hardware Replacement for 7130-32KA | SVC-7130-48EH-1M-NB | 459
Arista | 1-Month A-Care Software & NBD Hardware Replacement/Same Day Ship for 7130-32KA | SVC-7130-48EHS-1M-2H | 334
Arista | 1-Month A-Care Software & 24x7x2 Hour Hardware Replacement for 7130-32KC | SVC-7130-48EHS-1M-4H | 588
Arista | 1-Month A-Care Software & 24x7x4 Hour Hardware Replacement for 7130-32KC | SVC-7130-48EHS-1M-NB | 431
Arista | 1-Month A-Care Software & NBD Hardware Replacement/Same Day Ship for 7130-32KC | SVC-7130-48EP-1M-2H | 314
Arista | 1-Month A-Care Software & 24x7x2 Hour Hardware Replacement for 7130-32KL | SVC-7130-48EP-1M-4H | 463
Arista | 1-Month A-Care Software & 24x7x4 Hour Hardware Replacement for 7130-32KL | SVC-7130-48EP-1M-NB | 340
Arista | 1-Month A-Care Software & NBD Hardware Replacement/Same Day Ship for 7130-32KL | SVC-7130-48G3-1M-2H | 247
Arista | 1-Month A-Care Software & 24x7x2 Hour Hardware Replacement for 7130-32LB | SVC-7130-48G3-1M-4H | 707
Arista | 1-Month A-Care Software & 24x7x4 Hour Hardware Replacement for 7130-32LB | SVC-7130-48G3-1M-NB | 518
Arista | 1-Month A-Care Software & NBD Hardware Replacement/Same Day Ship for 7130-32LB | SVC-7130-48G3S-1M-2H | 377
Arista | 1-Month A-Care Software & 24x7x2 Hour Hardware Replacement for 7130-32LBA | SVC-7130-48G3S-1M-4H | 744
Arista | 1-Month A-Care Software & 24x7x4 Hour Hardware Replacement for 7130-32LBA | SVC-7130-48G3S-1M-NB | 546
Arista | 1-Month A-Care Software & NBD Hardware Replacement/Same Day Ship for 7130-32LBA | SVC-7130-48K-1M-2H | 397
Arista | 1-Month A-Care Software & 24x7x2 Hour Hardware Replacement for 7130-48 | SVC-7130-48K-1M-4H | 275
Arista | 1-Month A-Care Software & 24x7x4 Hour Hardware Replacement for 7130-48 | SVC-7130-48K-1M-NB | 202
Arista | 1-Month A-Care Software & NBD Hardware Replacement/Same Day Ship for 7130-48 | SVC-7130-48KA-1M-2H | 147
Arista | 1-Month A-Care Software & 24x7x2 Hour Hardware Replacement for 7130-48C | SVC-7130-48KA-1M-4H | 563
Arista | 1-Month A-Care Software & 24x7x4 Hour Hardware Replacement for 7130-48C | SVC-7130-48KA-1M-NB | 413
Arista | 1-Month A-Care Software & NBD Hardware Replacement/Same Day Ship for 7130-48C | SVC-7130-48KC-1M-2H | 300
Arista | 1-Month A-Care Software & 24x7x2 Hour Hardware Replacement for 7130-48CP | SVC-7130-48KC-1M-4H | 625
Arista | 1-Month A-Care Software & 24x7x4 Hour Hardware Replacement for 7130-48CP | SVC-7130-48KC-1M-NB | 459
Arista | 1-Month A-Care Software & NBD Hardware Replacement/Same Day Ship for 7130-48CP | SVC-7130-48L-1M-2H | 334
Arista | 1-Month A-Care Software & 24x7x2 Hour Hardware Replacement for 7130-48E | SVC-7130-48L-1M-4H | 500
Arista | 1-Month A-Care Software & 24x7x4 Hour Hardware Replacement for 7130-48E | SVC-7130-48L-1M-NB | 367
Arista | 1-Month A-Care Software & NBD Hardware Replacement/Same Day Ship for 7130-48E | SVC-7130-48LA-1M-2H | 267
Arista | 1-Month A-Care Software & 24x7x2 Hour Hardware Replacement for 7130-48EA | SVC-7130-48LA-1M-4H | 750
Arista | 1-Month A-Care Software & 24x7x4 Hour Hardware Replacement for 7130-48EA | SVC-7130-48LA-1M-NB | 550
Arista | 1-Month A-Care Software & NBD Hardware Replacement/Same Day Ship for 7130-48EA | SVC-7130-48LAS-1M-2H | 400
Arista | 1-Month A-Care Software & 24x7x2 Hour Hardware Replacement for 7130-48EB | SVC-7130-48LAS-1M-4H | 650
Arista | 1-Month A-Care Software & 24x7x4 Hour Hardware Replacement for 7130-48EB | SVC-7130-48LAS-1M-NB | 477
Arista | 1-Month A-Care Software & NBD Hardware Replacement/Same Day Ship for 7130-48EB | SVC-7130-48LB-1M-2H | 347
Arista | 1-Month A-Care Software & 24x7x2 Hour Hardware Replacement for 7130-48ED | SVC-7130-48LB-1M-4H | 1125
Arista | 1-Month A-Care Software & 24x7x4 Hour Hardware Replacement for 7130-48ED | SVC-7130-48LB-1M-NB | 825
Arista | 1-Month A-Care Software & NBD Hardware Replacement/Same Day Ship for 7130-48ED | SVC-7130-48LBA-1M-2H | 600
Arista | 1-Month A-Care Software & 24x7x2 Hour Hardware Replacement for 7130-48EH | SVC-7130-48LBA-1M-4H | 1125
Arista | 1-Month A-Care Software & 24x7x4 Hour Hardware Replacement for 7130-48EH | SVC-7130-48LBA-1M-NB | 825
Arista | 1-Month A-Care Software & NBD Hardware Replacement/Same Day Ship for 7130-48EH | SVC-7130-48LBAS-1M-2H | 600
Arista | 1-Month A-Care Software & 24x7x2 Hour Hardware Replacement for 7130-48EHS | SVC-7130-48LBAS-1M-4H | 1125
Arista | 1-Month A-Care Software & 24x7x4 Hour Hardware Replacement for 7130-48EHS | SVC-7130-48LBAS-1M-NB | 825
Arista | 1-Month A-Care Software & NBD Hardware Replacement/Same Day Ship for 7130-48EHS | SVC-7130-48LBS-1M-2H | 600
Arista | 1-Month A-Care Software & 24x7x2 Hour Hardware Replacement for 7130-48EP | SVC-7130-48LBS-1M-4H | 775
Arista | 1-Month A-Care Software & 24x7x4 Hour Hardware Replacement for 7130-48EP | SVC-7130-48LBS-1M-NB | 569
Arista | 1-Month A-Care Software & NBD Hardware Replacement/Same Day Ship for 7130-48EP | SVC-7130-48LS-1M-2H | 414
Arista | 1-Month A-Care Software & 24x7x2 Hour Hardware Replacement for 7130-48G3 | SVC-7130-48LS-1M-4H | 275
Arista | 1-Month A-Care Software & 24x7x4 Hour Hardware Replacement for 7130-48G3 | SVC-7130-48LS-1M-NB | 202
Arista | 1-Month A-Care Software & NBD Hardware Replacement/Same Day Ship for 7130-48G3 | SVC-7130-96-1M-2H | 147
Arista | 1-Month A-Care Software & 24x7x2 Hour Hardware Replacement for 7130-48G3S | SVC-7130-96-1M-4H | 275
Arista | 1-Month A-Care Software & 24x7x4 Hour Hardware Replacement for 7130-48G3S | SVC-7130-96-1M-NB | 202
Arista | 1-Month A-Care Software & NBD Hardware Replacement/Same Day Ship for 7130-48G3S | SVC-7130-96C-1M-2H | 147
Arista | 1-Month A-Care Software & 24x7x2 Hour Hardware Replacement for 7130-48K | SVC-7130-96C-1M-4H | 488
Arista | 1-Month A-Care Software & 24x7x4 Hour Hardware Replacement for 7130-48K | SVC-7130-96C-1M-NB | 358
Arista | 1-Month A-Care Software & NBD Hardware Replacement/Same Day Ship for 7130-48K | SVC-7130-96E-1M-2H | 260
Arista | 1-Month A-Care Software & 24x7x2 Hour Hardware Replacement for 7130-48KA | SVC-7130-96E-1M-4H | 538
Arista | 1-Month A-Care Software & 24x7x4 Hour Hardware Replacement for 7130-48KA | SVC-7130-96E-1M-NB | 395
Arista | 1-Month A-Care Software & NBD Hardware Replacement/Same Day Ship for 7130-48KA | SVC-7130-96EH-1M-2H | 287
Arista | 1-Month A-Care Software & 24x7x2 Hour Hardware Replacement for 7130-48KC | SVC-7130-96EH-1M-4H | 500
Arista | 1-Month A-Care Software & 24x7x4 Hour Hardware Replacement for 7130-48KC | SVC-7130-96EH-1M-NB | 367
Arista | 1-Month A-Care Software & NBD Hardware Replacement/Same Day Ship for 7130-48KC | SVC-7130-96K-1M-2H | 267
Arista | 1-Month A-Care Software & 24x7x2 Hour Hardware Replacement for 7130-48L | SVC-7130-96K-1M-4H | 500
Arista | 1-Month A-Care Software & 24x7x4 Hour Hardware Replacement for 7130-48L | SVC-7130-96K-1M-NB | 367
Arista | 1-Month A-Care Software & NBD Hardware Replacement/Same Day Ship for 7130-48L | SVC-7130-96KA-1M-2H | 267
Arista | 1-Month A-Care Software & 24x7x2 Hour Hardware Replacement for 7130-48LA | SVC-7130-96KA-1M-4H | 538
Arista | 1-Month A-Care Software & 24x7x4 Hour Hardware Replacement for 7130-48LA | SVC-7130-96KA-1M-NB | 395
Arista | 1-Month A-Care Software & NBD Hardware Replacement/Same Day Ship for 7130-48LA | SVC-7130-96KC-1M-2H | 287
Arista | 1-Month A-Care Software & 24x7x2 Hour Hardware Replacement for 7130-48LAS | SVC-7130-96KC-1M-4H | 538
Arista | 1-Month A-Care Software & 24x7x4 Hour Hardware Replacement for 7130-48LAS | SVC-7130-96KC-1M-NB | 395
Arista | 1-Month A-Care Software & NBD Hardware Replacement/Same Day Ship for 7130-48LAS | SVC-7130-96L-1M-2H | 287
Arista | 1-Month A-Care Software & 24x7x2 Hour Hardware Replacement for 7130-48LB | SVC-7130-96L-1M-4H | 650
Arista | 1-Month A-Care Software & 24x7x4 Hour Hardware Replacement for 7130-48LB | SVC-7130-96L-1M-NB | 477
Arista | 1-Month A-Care Software & NBD Hardware Replacement/Same Day Ship for 7130-48LB | SVC-7130-96LA-1M-2H | 347
Arista | 1-Month A-Care Software & 24x7x2 Hour Hardware Replacement for 7130-48LBA | SVC-7130-96LA-1M-4H | 688
Arista | 1-Month A-Care Software & 24x7x4 Hour Hardware Replacement for 7130-48LBA | SVC-7130-96LA-1M-NB | 505
Arista | 1-Month A-Care Software & NBD Hardware Replacement/Same Day Ship for 7130-48LBA | SVC-7130-96LAS-1M-2H | 367
Arista | 1-Month A-Care Software & 24x7x2 Hour Hardware Replacement for 7130-48LBAS | SVC-7130-96LAS-1M-4H | 688
Arista | 1-Month A-Care Software & 24x7x4 Hour Hardware Replacement for 7130-48LBAS | SVC-7130-96LAS-1M-NB | 505
Arista | 1-Month A-Care Software & NBD Hardware Replacement/Same Day Ship for 7130-48LBAS | SVC-7130-96LB-1M-2H | 367
Arista | 1-Month A-Care Software & 24x7x2 Hour Hardware Replacement for 7130-48LBS | SVC-7130-96LB-1M-4H | 650
Arista | 1-Month A-Care Software & 24x7x4 Hour Hardware Replacement for 7130-48LBS | SVC-7130-96LB-1M-NB | 477
Arista | 1-Month A-Care Software & NBD Hardware Replacement/Same Day Ship for 7130-48LBS | SVC-7130-96LBA-1M-2H | 347
Arista | 1-Month A-Care Software & 24x7x2 Hour Hardware Replacement for 7130-48LS | SVC-7130-96LBA-1M-4H | 500
Arista | 1-Month A-Care Software & 24x7x4 Hour Hardware Replacement for 7130-48LS | SVC-7130-96LBA-1M-NB | 367
Arista | 1-Month A-Care Software & NBD Hardware Replacement/Same Day Ship for 7130-48LS | SVC-7130-96LBAS-1M-2H | 267
Arista | 1-Month A-Care Software & 24x7x2 Hour Hardware Replacement for 7130-96 | SVC-7130-96LBAS-1M-4H | 513
Arista | 1-Month A-Care Software & 24x7x4 Hour Hardware Replacement for 7130-96 | SVC-7130-96LBAS-1M-NB | 376
Arista | 1-Month A-Care Software & NBD Hardware Replacement/Same Day Ship for 7130-96 | SVC-7130-96LBS-1M-2H | 274
Arista | 1-Month A-Care Software & 24x7x2 Hour Hardware Replacement for 7130-96C | SVC-7130-96LBS-1M-4H | 813
Arista | 1-Month A-Care Software & 24x7x4 Hour Hardware Replacement for 7130-96C | SVC-7130-96LBS-1M-NB | 596
Arista | 1-Month A-Care Software & NBD Hardware Replacement/Same Day Ship for 7130-96C | SVC-7130-96LS-1M-2H | 434
Arista | 1-Month A-Care Software & 24x7x2 Hour Hardware Replacement for 7130-96E | SVC-7130-96LS-1M-4H | 825
Arista | 1-Month A-Care Software & 24x7x4 Hour Hardware Replacement for 7130-96E | SVC-7130-96LS-1M-NB | 605
Arista | 1-Month A-Care Software & NBD Hardware Replacement/Same Day Ship for 7130-96E | SVC-7130-96S-1M-2H | 440
Arista | 1-Month A-Care Software & 24x7x2 Hour Hardware Replacement for 7130-96EH | SVC-7130-96S-1M-4H | 1375
Arista | 1-Month A-Care Software & 24x7x4 Hour Hardware Replacement for 7130-96EH | SVC-7130-96S-1M-NB | 1009
Arista | 1-Month A-Care Software & NBD Hardware Replacement/Same Day Ship for 7130-96EH | SVC-7130-P48C-1M-2H | 734
Arista | 1-Month A-Care Software & 24x7x2 Hour Hardware Replacement for 7130-96K | SVC-7130-P48C-1M-4H | 763
Arista | 1-Month A-Care Software & 24x7x4 Hour Hardware Replacement for 7130-96K | SVC-7130-P48C-1M-NB | 560
Arista | 1-Month A-Care Software & NBD Hardware Replacement/Same Day Ship for 7130-96K | SVC-7150S-24-1M-2H | 407
Arista | 1-Month A-Care Software & 24x7x2 Hour Hardware Replacement for 7130-96KA | SVC-7150S-24-1M-4H | 813
Arista | 1-Month A-Care Software & 24x7x4 Hour Hardware Replacement for 7130-96KA | SVC-7150S-24-1M-NB | 596
Arista | 1-Month A-Care Software & NBD Hardware Replacement/Same Day Ship for 7130-96KA | SVC-7150S-24-CL-1M-2H | 434
Arista | 1-Month A-Care Software & 24x7x2 Hour Hardware Replacement for 7130-96KC | SVC-7150S-24-CL-1M-4H | 775
Arista | 1-Month A-Care Software & 24x7x4 Hour Hardware Replacement for 7130-96KC | SVC-7150S-24-CL-1M-NB | 569
Arista | 1-Month A-Care Software & NBD Hardware Replacement/Same Day Ship for 7130-96KC | SVC-7150S-24-CLD-1M-2H | 414
Arista | 1-Month A-Care Software & 24x7x2 Hour Hardware Replacement for 7130-96L | SVC-7150S-24-CLD-1M-4H | 823
Arista | 1-Month A-Care Software & 24x7x4 Hour Hardware Replacement for 7130-96L | SVC-7150S-24-CLD-1M-NB | 604
Arista | 1-Month A-Care Software & NBD Hardware Replacement/Same Day Ship for 7130-96L | SVC-7150S-52-CL-1M-2H | 439
Arista | 1-Month A-Care Software & 24x7x2 Hour Hardware Replacement for 7130-96LA | SVC-7150S-52-CL-1M-4H | 859
Arista | 1-Month A-Care Software & 24x7x4 Hour Hardware Replacement for 7130-96LA | SVC-7150S-52-CL-1M-NB | 630
Arista | 1-Month A-Care Software & NBD Hardware Replacement/Same Day Ship for 7130-96LA | SVC-7150S-52-CLD-1M-4H | 458
Arista | 1-Month A-Care Software & 24x7x2 Hour Hardware Replacement for 7130-96LAS | SVC-7150S-52-CLD-1M-NB | 859
Arista | 1-Month A-Care Software & 24x7x4 Hour Hardware Replacement for 7130-96LAS | SVC-7150S-64-CL-1M-4H | 630
Arista | 1-Month A-Care Software & NBD Hardware Replacement/Same Day Ship for 7130-96LAS | SVC-7150S-64-CL-1M-NB | 458
Arista | 1-Month A-Care Software & 24x7x2 Hour Hardware Replacement for 7130-96LB | SVC-7150S-64-CLD-1M-4H | 960
Arista | 1-Month A-Care Software & 24x7x4 Hour Hardware Replacement for 7130-96LB | SVC-7150S-64-CLD-1M-NB | 704
Arista | 1-Month A-Care Software & NBD Hardware Replacement/Same Day Ship for 7130-96LB | SVC-7150SC-24-CLD-1M-2H | 512
Arista | 1-Month A-Care Software & 24x7x2 Hour Hardware Replacement for 7130-96LBA | SVC-7150SC-24-CLD-1M-4H | 997
Arista | 1-Month A-Care Software & 24x7x4 Hour Hardware Replacement for 7130-96LBA | SVC-7150SC-24-CLD-1M-NB | 731
Arista | 1-Month A-Care Software & NBD Hardware Replacement/Same Day Ship for 7130-96LBA | SVC-7150SC-64-CLD-1M-2H | 532
Arista | 1-Month A-Care Software & 24x7x2 Hour Hardware Replacement for 7130-96LBAS | SVC-7150SC-64-CLD-1M-4H | 997
Arista | 1-Month A-Care Software & 24x7x4 Hour Hardware Replacement for 7130-96LBAS | SVC-7150SC-64-CLD-1M-NB | 731
Arista | 1-Month A-Care Software & NBD Hardware Replacement/Same Day Ship for 7130-96LBAS | SVC-7160-32CQ-1M-2H | 532
Arista | 1-Month A-Care Software & 24x7x2 Hour Hardware Replacement for 7130-96LBS | SVC-7160-32CQ-1M-4H | 960
Arista | 1-Month A-Care Software & 24x7x4 Hour Hardware Replacement for 7130-96LBS | SVC-7160-32CQ-1M-NB | 704
Arista | 1-Month A-Care Software & NBD Hardware Replacement/Same Day Ship for 7130-96LBS | SVC-7160-48TC6-1M-2H | 512
Arista | 1-Month A-Care Software & 24x7x2 Hour Hardware Replacement for 7130-96LS | SVC-7160-48TC6-1M-4H | 823
Arista | 1-Month A-Care Software & 24x7x4 Hour Hardware Replacement for 7130-96LS | SVC-7160-48TC6-1M-NB | 604
Arista | 1-Month A-Care Software & NBD Hardware Replacement/Same Day Ship for 7130-96LS | SVC-7160-48YC6-1M-2H | 439
Arista | 1-Month A-Care Software & 24x7x2 Hour Hardware Replacement for 7130-96S | SVC-7160-48YC6-1M-4H | 513
Arista | 1-Month A-Care Software & 24x7x4 Hour Hardware Replacement for 7130-96S | SVC-7160-48YC6-1M-NB | 376
Arista | 1-Month A-Care Software & NBD Hardware Replacement/Same Day Ship for 7130-96S | SVC-7170-32C-1M-2H | 274
Arista | 1-Month A-Care Software & 24x7x2 Hour Hardware Replacement for 7130-P48C | SVC-7170-32C-1M-4H | 638
Arista | 1-Month A-Care Software & 24x7x4 Hour Hardware Replacement for 7130-P48C | SVC-7170-32C-1M-NB | 468
Arista | 1-Month A-Care Software & NBD Hardware Replacement/Same Day Ship for 7130-P48C | SVC-7170-32CD-1M-2H | 340
Arista | 1-Month A-Care Software & 24x7x2 Hour Hardware Replacement for 7150S-24 | SVC-7170-32CD-1M-4H | 162
Arista | 1-Month A-Care Software & 24x7x4 Hour Hardware Replacement for 7150S-24 | SVC-7170-32CD-1M-NB | 120
Arista | 1 Month A-Care Software & NBD Hardware Replacement/Same Day Ship for 7150S-24 | SVC-7170-32CM-1M-2H | 85
Arista | 1-Month A-Care Software & 24x7x2 Hour Hardware Replacement for 7150S-24-CL | SVC-7170-32CM-1M-4H | 169
Arista | 1-Month A-Care Software & 24x7x4 Hour Hardware Replacement for 7150S-24-CL | SVC-7170-32CM-1M-NB | 125
Arista | 1 Month A-Care Software & NBD Hardware Replacement/Same Day Ship for 7150S-24-CL | SVC-7170-64C-1M-2H | 94
Arista | 1-Month A-Care Software & 24x7x2 Hour Hardware Replacement for 7150S-24-CLD | SVC-7170-64C-1M-4H | 250
Arista | 1-Month A-Care Software & 24x7x4 Hour Hardware Replacement for 7150S-24-CLD | SVC-7170-64C-1M-NB | 185
Arista | 1 Month A-Care Software & NBD Hardware Replacement/Same Day Ship for 7150S-24-CL | SVC-7170-64CM-1M-2H | 128
Arista | 1-Month A-Care Software & 24x7x2 Hour Hardware Replacement for 7150S-52-CL | SVC-7170-64CM-1M-4H | 310
Arista | 1-Month A-Care Software & 24x7x4 Hour Hardware Replacement for 7150S-52-CL | SVC-7170-64CM-1M-NB | 230
Arista | 1 Month A-Care Software & NBD Hardware Replacement/Same Day Ship for 7150S-52-CL | SVC-720XP-24Y6-1M-2H | 170
Arista | 1-Month A-Care Software & 24x7x4 Hour Hardware Replacement for 7150S-52-CLD | SVC-720XP-24Y6-1M-4H | 300
Arista | 1 Month A-Care Software & NBD Hardware Replacement/Same Day Ship for 7150S-52-CL | SVC-720XP-24Y6-1M-NB | 210
Arista | 1-Month A-Care Software & 24x7x4 Hour Hardware Replacement for 7150S-64-CL | SVC-720XP-24Y6-1M-RB | 300
Arista | 1 Month A-Care Software & NBD Hardware Replacement/Same Day Ship for 7150S-64-CL | SVC-720XP-24YZ4-1M-2H | 200
Arista | 1-Month A-Care Software & 24x7x4 Hour Hardware Replacement for 7150S-64-CLD | SVC-720XP-24YZ4-1M-4H | 350
Arista | 1 Month A-Care Software & NBD Hardware Replacement/Same Day Ship for 7150S-64-CL | SVC-720XP-24YZ4-1M-NB | 250
Arista | 1-Month A-Care Software & 24x7x2 Hour Hardware Replacement for 7150SC-24-CLD | SVC-720XP-24YZ4-1M-RB | 169
Arista | 1-Month A-Care Software & 24x7x4 Hour Hardware Replacement for 7150SC-24-CLD | SVC-720XP-24ZY4-1M-2H | 125
Arista | 1 Month A-Care Software & NBD Hardware Replacement/Same Day Ship for 7150SC-24-CLD | SVC-720XP-24ZY4-1M-4H | 94
Arista | 1-Month A-Care Software & 24x7x2 Hour Hardware Replacement for 7150SC-64-CLD | SVC-720XP-24ZY4-1M-NB | 400
Arista | 1-Month A-Care Software & 24x7x4 Hour Hardware Replacement for 7150SC-64-CLD | SVC-720XP-24ZY4-1M-RB | 300
Arista | 1 Month A-Care Software & NBD Hardware Replacement/Same Day Ship for 7150SC-64-CLD | SVC-720XP-48Y6-1M-2H | 200
Arista | 1-Month A-Care Software & 24x7x2 Hour Hardware Replacement for 7160-32CQ | SVC-720XP-48Y6-1M-4H | 400
Arista | 1-Month A-Care Software & 24x7x4 Hour Hardware Replacement for 7160-32CQ | SVC-720XP-48Y6-1M-NB | 300
Arista | 1 Month A-Care Software & NBD Hardware Replacement/Same Day Ship for 7160-32CQ | SVC-720XP-48Y6-1M-RB | 200
Arista | 1-Month A-Care Software & 24x7x2 Hour Hardware Replacement for 7160-48TC6 | SVC-720XP-48ZC2-1M-2H | 325
Arista | 1-Month A-Care Software & 24x7x4 Hour Hardware Replacement for 7160-48TC6 | SVC-720XP-48ZC2-1M-4H | 240
Arista | 1 Month A-Care Software & NBD Hardware Replacement/Same Day Ship for 7160-48TC6 | SVC-720XP-48ZC2-1M-NB | 175
Arista | 1-Month A-Care Software & 24x7x2 Hour Hardware Replacement for 7160-48YC6 | SVC-720XP-48ZC2-1M-RB | 300
Arista | 1-Month A-Care Software & 24x7x4 Hour Hardware Replacement for 7160-48YC6 | SVC-720XP-96ZC2-1M-2H | 220
Arista | 1 Month A-Care Software & NBD Hardware Replacement/Same Day Ship for 7160-48YC6 | SVC-720XP-96ZC2-1M-4H | 160
Arista | 1-Month A-Care Software & 24x7x2 Hour Hardware Replacement for 7170-32C | SVC-720XP-96ZC2-1M-NB | 750
Arista | 1-Month A-Care Software & 24x7x4 Hour Hardware Replacement for 7170-32C | SVC-720XP-96ZC2-1M-RB | 550
Arista | 1-Month A-Care Software & NBD Hardware Replacement/Same Day Ship for 7170-32C | SVC-722XPM-48Y4-1M-2H | 400
Arista | 1-Month A-Care Software & 24x7x2 Hour Hardware Replacement for 7170-32CD | SVC-722XPM-48Y4-1M-4H | 500
Arista | 1-Month A-Care Software & 24x7x4 Hour Hardware Replacement for 7170-32CD | SVC-722XPM-48Y4-1M-NB | 370
Arista | 1-Month A-Care Software & NBD Hardware Replacement/Same Day Ship for 7170-32CD | SVC-722XPM-48Y4-1M-RB | 270
Arista | 1-Month A-Care Software & 24x7x2 Hour Hardware Replacement for 7170-32C-M | SVC-722XPM-48ZY8-1M-2H | 815
Arista | 1-Month A-Care Software & 24x7x4 Hour Hardware Replacement for 7170-32C-M | SVC-722XPM-48ZY8-1M-4H | 595
Arista | 1-Month A-Care Software & NBD Hardware Replacement/Same Day Ship for 7170-32C-M | SVC-722XPM-48ZY8-1M-NB | 435
Arista | 1-Month A-Care Software & 24x7x2 Hour Hardware Replacement for 7170-64C | SVC-722XPM-48ZY8-1M-RB | 945
Arista | 1-Month A-Care Software & 24x7x4 Hour Hardware Replacement for 7170-64C | SVC-7260CX3-64-1M-2H | 690
Arista | 1-Month A-Care Software & NBD Hardware Replacement/Same Day Ship for 7170-64C | SVC-7260CX3-64-1M-4H | 500
Arista | 1-Month A-Care Software & 24x7x2 Hour Hardware Replacement for 7170-64C-M | SVC-7260CX3-64-1M-NB | 1065
Arista | 1-Month A-Care Software & 24x7x4 Hour Hardware Replacement for 7170-64C-M | SVC-7260CX3-64E-1M-2H | 780
Arista | 1-Month A-Care Software & NBD Hardware Replacement/Same Day Ship for 7170-64C-M | SVC-7260CX3-64E-1M-4H | 570
Arista | 1-Month A-Care Software & 24x7x2 Hour Hardware Replacement for 720XP-24Y6 | SVC-7260CX3-64E-1M-NB | 73
Arista | 1-Month A-Care Software & 24x7x4 Hour Hardware Replacement for 720XP-24Y6 | SVC-7260CX-64-1M-2H | 53
Arista | 1 Month A-Care Software & NBD Hardware Replacement/Same Day Ship for CCS-720XP-24Y6 | SVC-7260CX-64-1M-4H | 30
Arista | 1 Month A-Care Software Support and HW Replacement for CCS-720XP-24Y6 | SVC-7260CX-64-1M-NB | 22
Arista | 1-Month A-Care Software & 24x7x2 Hour Hardware Replacement for 720XP-24YZ4 | SVC-7280CR2-60-1M-2H | 87
Arista | 1-Month A-Care Software & 24x7x4 Hour Hardware Replacement for 720XP-24YZ4 | SVC-7280CR2-60-1M-4H | 63
Arista | 1 Month A-Care Software & NBD Hardware Replacement/Same Day Ship for CCS-720XP-24YZ4 | SVC-7280CR2-60-1M-NB | 36
Arista | 1 Month A-Care Software Support and HW Replacement for CCS-720XP-24YZ4 | SVC-7280CR2A-30-1M-2H | 26
Arista | 1-Month A-Care Software & 24x7x2 Hour Hardware Replacement for 720XP-24ZY4 | SVC-7280CR2A-30-1M-4H | 87
Arista | 1-Month A-Care Software & 24x7x4 Hour Hardware Replacement for 720XP-24ZY4 | SVC-7280CR2A-30-1M-NB | 63
Arista | 1 Month A-Care Software & NBD Hardware Replacement/Same Day Ship for CCS-720XP-24ZY4 | SVC-7280CR2A-60-1M-2H | 36
Arista | 1 Month A-Care Software Support and HW Replacement for CCS-720XP-24ZY4 | SVC-7280CR2A-60-1M-4H | 26
Arista | 1-Month A-Care Software & 24x7x2 Hour Hardware Replacement for 720XP-48Y6 | SVC-7280CR2A-60-1M-NB | 91
Arista | 1-Month A-Care Software & 24x7x4 Hour Hardware Replacement for 720XP-48Y6 | SVC-7280CR2K-30-1M-2H | 66
Arista | 1 Month A-Care Software & NBD Hardware Replacement/Same Day Ship for CCS-720XP-48Y6 | SVC-7280CR2K-30-1M-4H | 37
Arista | 1 Month A-Care Software Support and HW Replacement for CCS-720XP-48Y6 | SVC-7280CR2K-30-1M-NB | 28
Arista | 1-Month A-Care Software & 24x7x2 Hour Hardware Replacement for 720XP-48ZC2 | SVC-7280CR2K-60-1M-2H | 114
Arista | 1-Month A-Care Software & 24x7x4 Hour Hardware Replacement for 720XP-48ZC2 | SVC-7280CR2K-60-1M-4H | 83
Arista | 1 Month A-Care Software & NBD Hardware Replacement/Same Day Ship for CCS-720XP-48ZC2 | SVC-7280CR2K-60-1M-NB | 47
Arista | 1 Month A-Care Software Support and HW Replacement for CCS-720XP-48ZC2 | SVC-7280CR2M-30-1M-2H | 35
Arista | 1-Month A-Care Software & 24x7x2 Hour Hardware Replacement for 720XP-96ZC2 | SVC-7280CR2M-30-1M-4H | 220
Arista | 1-Month A-Care Software & 24x7x4 Hour Hardware Replacement for 720XP-96ZC2 | SVC-7280CR2M-30-1M-NB | 160
Arista | 1 Month A-Care Software & NBD Hardware Replacement/Same Day Ship for CCS-720XP-96ZC2 | SVC-7280CR3-32D4-1M-2H | 90
Arista | 1 Month A-Care Software Support and HW Replacement for CCS-720XP-96ZC2 | SVC-7280CR3-32D4-1M-4H | 68
Arista | 1-Month A-Care Software & 24x7x2 Hour Hardware Replacement for 722XPM-48Y4 | SVC-7280CR3-32D4-1M-NB | 82
Arista | 1-Month A-Care Software & 24x7x4 Hour Hardware Replacement for 722XPM-48Y4 | SVC-7280CR3-32D4M-1M-2H | 60
Arista | 1 Month A-Care Software & NBD Hardware Replacement/Same Day Ship for 722XPM-48Y4 | SVC-7280CR3-32D4M-1M-4H | 34
Arista | 1 Month A-Care Software Support and HW Replacement for 722XPM-48Y4 | SVC-7280CR3-32D4M-1M-NB | 25
Arista | 1-Month A-Care Software & 24x7x2 Hour Hardware Replacement for 722XPM-48ZY8 | SVC-7280CR3-32P4-1M-2H | 110
Arista | 1-Month A-Care Software & 24x7x4 Hour Hardware Replacement for 722XPM-48ZY8 | SVC-7280CR3-32P4-1M-4H | 80
Arista | 1 Month A-Care Software & NBD Hardware Replacement/Same Day Ship for 722XPM-48ZY8 | SVC-7280CR3-32P4-1M-NB | 45
Arista | 1 Month A-Care Software Support and HW Replacement for 722XPM-48ZY8 | SVC-7280CR3-32P4M-1M-2H | 34
Arista | 1-Month A-Care Software & 24x7x2 Hour Hardware Replacement for 7260CX3-64 | SVC-7280CR3-32P4M-1M-4H | 650
Arista | 1-Month A-Care Software & 24x7x4 Hour Hardware Replacement for 7260CX3-64 | SVC-7280CR3-32P4M-1M-NB | 460
Arista | 1-Month A-Care Software & NBD Hardware Replacement/Same Day Ship for 7260CX3-64 | SVC-7280CR3-36S-1M-2H | 335
Arista | 1-Month A-Care Software & 24x7x2 Hour Hardware Replacement for 7260CX3-64E | SVC-7280CR3-36S-1M-4H | 650
Arista | 1-Month A-Care Software & 24x7x4 Hour Hardware Replacement for 7260CX3-64E | SVC-7280CR3-36S-1M-NB | 460
Arista | 1-Month A-Care Software & NBD Hardware Replacement/Same Day Ship for 7260CX3-64E | SVC-7280CR3-96-1M-2H | 335
Arista | 1-Month A-Care Software & 24x7x2 Hour Hardware Replacement for 7260CX-64 | SVC-7280CR3-96-1M-4H | 1125
Arista | 1-Month A-Care Software & 24x7x4 Hour Hardware Replacement for 7260CX-64 | SVC-7280CR3-96-1M-NB | 825
Arista | 1 Month A-Care Software & NBD Hardware Replacement/Same Day Ship for 7260CX-64 | SVC-7280CR3K-32D4-1M-2H | 600
Arista | 1-Month A-Care Software & 24x7x2 Hour Hardware Replacement for 7280CR2-60 | SVC-7280CR3K-32D4-1M-4H | 1875
Arista | 1-Month A-Care Software & 24x7x4 Hour Hardware Replacement for 7280CR2-60 | SVC-7280CR3K-32D4-1M-NB | 1375
Arista | 1 Month A-Care Software & NBD Hardware Replacement/Same Day Ship for 7280CR2-60 | SVC-7280CR3K-32P4-1M-2H | 1000
Arista | 1-Month A-Care Software & 24x7x2 Hour Hardware Replacement for 7280CR2A-30 | SVC-7280CR3K-32P4-1M-4H | 1000
Arista | 1-Month A-Care Software & 24x7x4 Hour Hardware Replacement for 7280CR2A-30 | SVC-7280CR3K-32P4-1M-NB | 735
Arista | 1 Month A-Care Software & NBD Hardware Replacement/Same Day Ship for 7280CR2A-30 | SVC-7280CR3K-36S-1M-2H | 535
Arista | 1-Month A-Care Software & 24x7x2 Hour Hardware Replacement for 7280CR2A-60 | SVC-7280CR3K-36S-1M-4H | 2125
Arista | 1-Month A-Care Software & 24x7x4 Hour Hardware Replacement for 7280CR2A-60 | SVC-7280CR3K-36S-1M-NB | 1575
Arista | 1 Month A-Care Software & NBD Hardware Replacement/Same Day Ship for 7280CR2A-60 | SVC-7280CR3K-96-1M-2H | 1150
Arista | 1-Month A-Care Software & 24x7x2 Hour Hardware Replacement for 7280CR2K-30 | SVC-7280CR3K-96-1M-4H | 1125
Arista | 1-Month A-Care Software & 24x7x4 Hour Hardware Replacement for 7280CR2K-30 | SVC-7280CR3K-96-1M-NB | 825
Arista | 1 Month A-Care Software & NBD Hardware Replacement/Same Day Ship for 7280CR2K-30 | SVC-7280CR3MK-32D4S-1M-2H | 600
Arista | 1-Month A-Care Software & 24x7x2 Hour Hardware Replacement for 7280CR2K-60 | SVC-7280CR3MK-32D4S-1M-4H | 2500
Arista | 1-Month A-Care Software & 24x7x4 Hour Hardware Replacement for 7280CR2K-60 | SVC-7280CR3MK-32D4S-1M-NB | 1850
Arista | 1 Month A-Care Software & NBD Hardware Replacement/Same Day Ship for 7280CR2K-60 | SVC-7280CR3MK-32P4S-1M-2H | 1350
Arista | 1-Month A-Care Software & 24x7x2 Hour Hardware Replacement for 7280CR2M-30 | SVC-7280CR3MK-32P4S-1M-4H | 1250
Arista | 1-Month A-Care Software & 24x7x4 Hour Hardware Replacement for 7280CR2M-30 | SVC-7280CR3MK-32P4S-1M-NB | 920
Arista | 1 Month A-Care Software & NBD Hardware Replacement/Same Day Ship for 7280CR2M-30 | SVC-7280CR-48-1M-2H | 670
Arista | 1-Month A-Care Software & 24x7x2 Hour Hardware Replacement for 7280CR3-32D4 | SVC-7280CR-48-1M-4H | 950
Arista | 1-Month A-Care Software & 24x7x4 Hour Hardware Replacement for 7280CR3-32D4 | SVC-7280CR-48-1M-NB | 690
Arista | 1 Month A-Care Software & NBD Hardware Replacement/Same Day Ship for 7280CR3-32D4 | SVC-7280DR3-24-1M-2H | 500
Arista | 1-Month A-Care Software & 24x7x2 Hour Hardware Replacement for 7280CR3-32D4M | SVC-7280DR3-24-1M-4H | 1000
Arista | 1-Month A-Care Software & 24x7x4 Hour Hardware Replacement for 7280CR3-32D4M | SVC-7280DR3-24-1M-NB | 735
Arista | 1 Month A-Care Software & NBD Hardware Replacement/Same Day Ship for 7280CR3-32D4M | SVC-7280DR3-24M-1M-2H | 535
Arista | 1-Month A-Care Software & 24x7x2 Hour Hardware Replacement for 7280CR3-32P4 | SVC-7280DR3-24M-1M-4H | 940
Arista | 1-Month A-Care Software & 24x7x4 Hour Hardware Replacement for 7280CR3-32P4 | SVC-7280DR3-24M-1M-NB | 690
Arista | 1 Month A-Care Software & NBD Hardware Replacement/Same Day Ship for 7280CR3-32P4 | SVC-7280DR3K-24-1M-2H | 500
Arista | 1-Month A-Care Software & 24x7x2 Hour Hardware Replacement for 7280CR3-32P4M | SVC-7280DR3K-24-1M-4H | 1000
Arista | 1-Month A-Care Software & 24x7x4 Hour Hardware Replacement for 7280CR3-32P4M | SVC-7280DR3K-24-1M-NB | 735
Arista | 1 Month A-Care Software & NBD Hardware Replacement/Same Day Ship for 7280CR3-32P4M | SVC-7280PR3-24-1M-2H | 535
Arista | 1-Month A-Care Software & 24x7x2 Hour Hardware Replacement for 7280CR3-36S | SVC-7280PR3-24-1M-4H | 625
Arista | 1-Month A-Care Software & 24x7x4 Hour Hardware Replacement for 7280CR3-36S | SVC-7280PR3-24-1M-NB | 460
Arista | 1 Month A-Care Software & NBD Hardware Replacement/Same Day Ship for 7280CR3-36S | SVC-7280PR3-24M-1M-2H | 335
Arista | 1-Month A-Care Software & 24x7x2 Hour Hardware Replacement for 7280CR3-96 | SVC-7280PR3-24M-1M-4H | 1570
Arista | 1-Month A-Care Software & 24x7x4 Hour Hardware Replacement for 7280CR3-96 | SVC-7280PR3-24M-1M-NB | 1150
Arista | 1 Month A-Care Software & NBD Hardware Replacement/Same Day Ship for 7280CR3-96 | SVC-7280PR3K-24-1M-2H | 835
Arista | 1-Month A-Care Software & 24x7x2 Hour Hardware Replacement for 7280CR3K-32D4 | SVC-7280PR3K-24-1M-4H | 1125
Arista | 1-Month A-Care Software & 24x7x4 Hour Hardware Replacement for 7280CR3K-32D4 | SVC-7280PR3K-24-1M-NB | 825
Arista | 1 Month A-Care Software & NBD Hardware Replacement/Same Day Ship for 7280CR3K-32D4 | SVC-7280QR-36-1M-2H | 600
Arista | 1-Month A-Care Software & 24x7x2 Hour Hardware Replacement for 7280CR3K-32P4 | SVC-7280QR-36-1M-4H | 1125
Arista | 1-Month A-Care Software & 24x7x4 Hour Hardware Replacement for 7280CR3K-32P4 | SVC-7280QR-36-1M-NB | 825
Arista | 1 Month A-Care Software & NBD Hardware Replacement/Same Day Ship for 7280CR3K-32P4 | SVC-7280QR-36M-1M-2H | 600
Arista | 1-Month A-Care Software & 24x7x2 Hour Hardware Replacement for 7280CR3K-36S | SVC-7280QR-36M-1M-4H | 690
Arista | 1-Month A-Care Software & 24x7x4 Hour Hardware Replacement for 7280CR3K-36S | SVC-7280QR-36M-1M-NB | 505
Arista | 1 Month A-Care Software & NBD Hardware Replacement/Same Day Ship for 7280CR3K-36S | SVC-7280QRA-36S-1M-2H | 365
Arista | 1-Month A-Care Software & 24x7x2 Hour Hardware Replacement for 7280CR3K-96 | SVC-7280QRA-36S-1M-4H | 2500
Arista | 1-Month A-Care Software & 24x7x4 Hour Hardware Replacement for 7280CR3K-96 | SVC-7280QRA-36S-1M-NB | 1850
Arista | 1 Month A-Care Software & NBD Hardware Replacement/Same Day Ship for 7280CR3K-96 | SVC-7280QRA-36SM-1M-2H | 1350
Arista | 1-Month A-Care Software & 24x7x2 Hour Hardware Replacement for 7280CR3MK-32D4S | SVC-7280QRA-36SM-1M-4H | 1125
Arista | 1-Month A-Care Software & 24x7x4 Hour Hardware Replacement for 7280CR3MK-32D4S | SVC-7280QRA-36SM-1M-NB | 825
Arista | 1 Month A-Care Software & NBD Hardware Replacement/Same Day Ship for 7280CR3MK-32D4S | SVC-7280QR-C72-1M-2H | 600
Arista | 1-Month A-Care Software & 24x7x2 Hour Hardware Replacement for 7280CR3MK-32P4S | SVC-7280QR-C72-1M-4H | 1125
Arista | 1-Month A-Care Software & 24x7x4 Hour Hardware Replacement for 7280CR3MK-32P4S | SVC-7280QR-C72-1M-NB | 825
Arista | 1 Month A-Care Software & NBD Hardware Replacement/Same Day Ship for 7280CR3MK-32P4S | SVC-7280QR-C72M-1M-2H | 600
Arista | 1-Month A-Care Software & 24x7x2 Hour Hardware Replacement for 7280CR-48 | SVC-7280QR-C72M-1M-4H | 1875
Arista | 1-Month A-Care Software & 24x7x4 Hour Hardware Replacement for 7280CR-48 | SVC-7280QR-C72M-1M-NB | 1375
Arista | 1 Month A-Care Software & NBD Hardware Replacement/Same Day Ship for 7280CR-48 | SVC-7280SR2-48YC6-1M-2H | 1000
Arista | 1-Month A-Care Software & 24x7x2 Hour Hardware Replacement for 7280DR3-24 | SVC-7280SR2-48YC6-1M-4H | 1570
Arista | 1-Month A-Care Software & 24x7x4 Hour Hardware Replacement for 7280DR3-24 | SVC-7280SR2-48YC6-1M-NB | 1150
Arista | 1 Month A-Care Software & NBD Hardware Replacement/Same Day Ship for 7280DR3-24 | SVC-7280SR2-48YC6M-1M-2H | 835
Arista | 1-Month A-Care Software & 24x7x2 Hour Hardware Replacement for 7280DR3-24M | SVC-7280SR2-48YC6M-1M-4H | 1750
Arista | 1-Month A-Care Software & 24x7x4 Hour Hardware Replacement for 7280DR3-24M | SVC-7280SR2-48YC6M-1M-NB | 1285
Arista | 1 Month A-Care Software & NBD Hardware Replacement/Same Day Ship for 7280DR3-24M | SVC-7280SR2A-48YC6-1M-2H | 935
Arista | 1-Month A-Care Software & 24x7x2 Hour Hardware Replacement for 7280DR3K-24 | SVC-7280SR2A-48YC6-1M-4H | 2000
Arista | 1-Month A-Care Software & 24x7x4 Hour Hardware Replacement for 7280DR3K-24 | SVC-7280SR2A-48YC6-1M-NB | 1465
Arista | 1 Month A-Care Software & NBD Hardware Replacement/Same Day Ship for 7280DR3K-24 | SVC-7280SR2A-48YC6M-1M-2H | 1070
Arista | 1-Month A-Care Software & 24x7x2 Hour Hardware Replacement for 7280PR3-24 | SVC-7280SR2A-48YC6M-1M-4H | 1570
Arista | 1-Month A-Care Software & 24x7x4 Hour Hardware Replacement for 7280PR3-24 | SVC-7280SR2A-48YC6M-1M-NB | 1150
Arista | 1 Month A-Care Software & NBD Hardware Replacement/Same Day Ship for 7280PR3-24 | SVC-7280SR2K-48C6M-1M-2H | 835
Arista | 1-Month A-Care Software & 24x7x2 Hour Hardware Replacement for 7280PR3-24M | SVC-7280SR2K-48C6M-1M-4H | 1750
Arista | 1-Month A-Care Software & 24x7x4 Hour Hardware Replacement for 7280PR3-24M | SVC-7280SR2K-48C6M-1M-NB | 1285
Arista | 1 Month A-Care Software & NBD Hardware Replacement/Same Day Ship for 7280PR3-24M | SVC-7280SR3-40YC6-1M-2H | 935
Arista | 1-Month A-Care Software & 24x7x2 Hour Hardware Replacement for 7280PR3K-24 | SVC-7280SR3-40YC6-1M-4H | 2000
Arista | 1-Month A-Care Software & 24x7x4 Hour Hardware Replacement for 7280PR3K-24 | SVC-7280SR3-48YC8-1M-2H | 1465
Arista | 1 Month A-Care Software & NBD Hardware Replacement/Same Day Ship for 7280PR3K-24 | SVC-7280SR3-48YC8-1M-4H | 1070
Arista | 1-Month A-Care Software & 24x7x2 Hour Hardware Replacement for 7280QR-C36 | SVC-7280SR3-48YC8-1M-NB | 500
Arista | 1-Month A-Care Software & 24x7x4 Hour Hardware Replacement for 7280QR-C36 | SVC-7280SR3K-48YC8-1M-2H | 370
Arista | 1 Month A-Care Software & NBD Hardware Replacement/Same Day Ship for 7280QR-C36 | SVC-7280SR3K-48YC8-1M-4H | 270
Arista | 1-Month A-Care Software & 24x7x2 Hour Hardware Replacement for 7280QR-C36-M | SVC-7280SR3K-48YC8-1M-NB | 560
Arista | 1-Month A-Care Software & 24x7x4 Hour Hardware Replacement for 7280QR-C36-M | SVC-7280SR3M-48YC8-1M-2H | 410
Arista | 1 Month A-Care Software & NBD Hardware Replacement/Same Day Ship for 7280QR-C36-M | SVC-7280SR3M-48YC8-1M-4H | 300
Arista | 1-Month A-Care Software & 24x7x2 Hour Hardware Replacement for 7280QRA-C36S | SVC-7280SR3M-48YC8-1M-NB | 600
Arista | 1-Month A-Care Software & 24x7x4 Hour Hardware Replacement for 7280QRA-C36S | SVC-7280SR-48C6-1M-2H | 440
Arista | 1 Month A-Care Software & NBD Hardware Replacement/Same Day Ship for 7280QRA-C36S | SVC-7280SR-48C6-1M-4H | 320
Arista | 1-Month A-Care Software & 24x7x2 Hour Hardware Replacement for 7280QRA-C36SM | SVC-7280SR-48C6-1M-NB | 665
Arista | 1-Month A-Care Software & 24x7x4 Hour Hardware Replacement for 7280QRA-C36SM | SVC-7280SR-48C6M-1M-2H | 485
Arista | 1 Month A-Care Software & NBD Hardware Replacement/Same Day Ship for 7280QRA-C36SM | SVC-7280SR-48C6M-1M-4H | 355
Arista | 1-Month A-Care Software & 24x7x2 Hour Hardware Replacement for 7280QR-C72 | SVC-7280SR-48C6M-1M-NB | 1450
Arista | 1-Month A-Care Software & 24x7x4 Hour Hardware Replacement for 7280QR-C72 | SVC-7280SRA-48C6-1M-2H | 1050
Arista | 1 Month A-Care Software & NBD Hardware Replacement/Same Day Ship for 7280QR-C72 | SVC-7280SRA-48C6-1M-4H | 765
Arista | 1-Month A-Care Software & 24x7x2 Hour Hardware Replacement for 7280QR-C72M | SVC-7280SRA-48C6-1M-NB | 1500
Arista | 1-Month A-Care Software & 24x7x4 Hour Hardware Replacement for 7280QR-C72M | SVC-7280SRA-48C6M-1M-2H | 1100
Arista | 1 Month A-Care Software & NBD Hardware Replacement/Same Day Ship for 7280QR-C72M | SVC-7280SRA-48C6M-1M-4H | 795
Arista | 1-Month A-Care Software & 24x7x2 Hour Hardware Replacement for 7280SR2-48YC6 | SVC-7280SRA-48C6M-1M-NB | 540
Arista | 1-Month A-Care Software & 24x7x4 Hour Hardware Replacement for 7280SR2-48YC6 | SVC-7280SRAM-48C6-1M-2H | 395
Arista | 1 Month A-Care Software & NBD Hardware Replacement/Same Day Ship for 7280SR2-48YC6 | SVC-7280SRAM-48C6-1M-4H | 290
Arista | 1-Month A-Care Software & 24x7x2 Hour Hardware Replacement for 7280SR2-48YC6-M | SVC-7280SRAM-48C6-1M-NB | 600
Arista | 1-Month A-Care Software & 24x7x4 Hour Hardware Replacement for 7280SR2-48YC6-M | SVC-7280SRM-40CX2-1M-2H | 440
Arista | 1 Month A-Care Software & NBD Hardware Replacement/Same Day Ship for 7280SR2-48YC6-M | SVC-7280SRM-40CX2-1M-4H | 325
Arista | 1-Month A-Care Software & 24x7x2 Hour Hardware Replacement for 7280SR2A-48YC6 | SVC-7280SRM-40CX2-1M-NB | 600
Arista | 1-Month A-Care Software & 24x7x4 Hour Hardware Replacement for 7280SR2A-48YC6 | SVC-7280TR-48C6-1M-2H | 440
Arista | 1 Month A-Care Software & NBD Hardware Replacement/Same Day Ship for 7280SR2A-48YC6 | SVC-7280TR-48C6-1M-4H | 290
Arista | 1-Month A-Care Software & 24x7x2 Hour Hardware Replacement for 7280SR2A-48YC6M | SVC-7280TR-48C6-1M-NB | 665
Arista | 1-Month A-Care Software & 24x7x4 Hour Hardware Replacement for 7280SR2A-48YC6M | SVC-7280TR-48C6M-1M-2H | 485
Arista | 1 Month A-Care Software & NBD Hardware Replacement/Same Day Ship for 7280SR2A-48YC6M | SVC-7280TR-48C6M-1M-4H | 355
Arista | 1-Month A-Care Software & 24x7x2 Hour Hardware Replacement for 7280SR2K-48C6M | SVC-7280TR-48C6M-1M-NB | 625
Arista | 1-Month A-Care Software & 24x7x4 Hour Hardware Replacement for 7280SR2K-48C6M | SVC-7280TRA-48C6-1M-2H | 460
Arista | 1 Month A-Care Software & NBD Hardware Replacement/Same Day Ship for 7280SR2K-48C6M | SVC-7280TRA-48C6-1M-4H | 335
Arista | 1-Month A-Care Software & 24x7x2 Hour Hardware Replacement for 7280SR3-40YC6 | SVC-7280TRA-48C6-1M-NB | 315
Arista | 1-Month A-Care Software & 24x7x4 Hour Hardware Replacement for 7280SR3-40YC6 | SVC-7280TRA-48C6M-1M-2H | 230
Arista | 1 Month A-Care Software & NBD Hardware Replacement/Same Day Ship for 7280SR3-40YC6 | SVC-7280TRA-48C6M-1M-4H | 165
Arista | 1 Month A-Care Software & NBD Hardware Replacement/Same Day Ship for 7280SR3-40YC6 | SVC-7280TRA-48C6M-1M-NB | 165
Arista | 1-Month A-Care Software & 24x7x2 Hour Hardware Replacement for 7280SR3-48YC8 | SVC-7304X-1M-2H | 375
Arista | 1-Month A-Care Software & 24x7x4 Hour Hardware Replacement for 7280SR3-48YC8 | SVC-7304X-1M-4H | 275
Arista | 1 Month A-Care Software & NBD Hardware Replacement/Same Day Ship for 7280SR3-48YC8 | SVC-7304X-1M-NB | 200
Arista | 1-Month A-Care Software & 24x7x2 Hour Hardware Replacement for 7280SR3K-48YC8 | SVC-7304X3-1M-2H | 600
Arista | 1-Month A-Care Software & 24x7x4 Hour Hardware Replacement for 7280SR3K-48YC8 | SVC-7304X3-1M-4H | 440
Arista | 1 Month A-Care Software & NBD Hardware Replacement/Same Day Ship for 7280SR3K-48YC8 | SVC-7304X3-1M-NB | 320
Arista | 1-Month A-Care Software & 24x7x2 Hour Hardware Replacement for 7280SR3M-48YC8 | SVC-7304X3-2-1M-2H | 600
Arista | 1-Month A-Care Software & 24x7x4 Hour Hardware Replacement for 7280SR3M-48YC8 | SVC-7304X3-2-1M-4H | 440
Arista | 1 Month A-Care Software & NBD Hardware Replacement/Same Day Ship for 7280SR3M-48YC8 | SVC-7304X3-2-1M-NBD | 320
Arista | 1-Month A-Care Software & 24x7x2 Hour Hardware Replacement for 7280SR-48C6 | SVC-7304XT-1M-2H | 350
Arista | 1-Month A-Care Software & 24x7x4 Hour Hardware Replacement for 7280SR-48C6 | SVC-7304XT-1M-4H | 260
Arista | 1 Month A-Care Software & NBD Hardware Replacement/Same Day Ship for 7280SR-48C6 | SVC-7304XT-1M-NB | 190
Arista | 1-Month A-Care Software & 24x7x2 Hour Hardware Replacement for 7280SR-48C6-M | SVC-7308X-1M-2H | 415
Arista | 1-Month A-Care Software & 24x7x4 Hour Hardware Replacement for 7280SR-48C6-M | SVC-7308X-1M-4H | 305
Arista | 1 Month A-Care Software & NBD Hardware Replacement/Same Day Ship for 7280SR-48C6-M | SVC-7308X-1M-NB | 220
Arista | 1-Month A-Care Software & 24x7x2 Hour Hardware Replacement for 7280SRA-48C6 | SVC-7308X3-1M-2H | 425
Arista | 1-Month A-Care Software & 24x7x4 Hour Hardware Replacement for 7280SRA-48C6 | SVC-7308X3-1M-4H | 315
Arista | 1 Month A-Care Software & NBD Hardware Replacement/Same Day Ship for 7280SRA-48C6 | SVC-7308X3-1M-NB | 230
Arista | 1-Month A-Care Software & 24x7x2 Hour Hardware Replacement for 7280SRA-48C6-M | SVC-7308X3-2-1M-2H | 490
Arista | 1-Month A-Care Software & 24x7x4 Hour Hardware Replacement for 7280SRA-48C6-M | SVC-7308X3-2-1M-4H | 360
Arista | 1 Month A-Care Software & NBD Hardware Replacement/Same Day Ship for 7280SRA-48C6-M | SVC-7308X3-2-1M-NBD | 260
Arista | 1-Month A-Care Software & 24x7x2 Hour Hardware Replacement for 7280SRAM-48C6 | SVC-7308XT-1M-2H | 475
Arista | 1-Month A-Care Software & 24x7x4 Hour Hardware Replacement for 7280SRAM-48C6 | SVC-7308XT-1M-4H | 350
Arista | 1 Month A-Care Software & NBD Hardware Replacement/Same Day Ship for 7280SRAM-48C6 | SVC-7308XT-1M-NB | 255
Arista | 1-Month A-Care Software & 24x7x2 Hour Hardware Replacement for 7280SRM-40CX2 | SVC-7324X-1M-2H | 500
Arista | 1-Month A-Care Software & 24x7x4 Hour Hardware Replacement for 7280SRM-40CX2 | SVC-7324X-1M-4H | 370
Arista | 1 Month A-Care Software & NBD Hardware Replacement/Same Day Ship for 7280SRM-40CX2 | SVC-7324X-1M-NB | 270
Arista | 1-Month A-Care Software & 24x7x2 Hour Hardware Replacement for 7280TR-48C6 | SVC-7328X-1M-2H | 375
Arista | 1-Month A-Care Software & 24x7x4 Hour Hardware Replacement for 7280TR-48C6 | SVC-7328X-1M-4H | 275
Arista | 1 Month A-Care Software & NBD Hardware Replacement/Same Day Ship for 7280TR-48C6 | SVC-7328X-1M-NB | 200
Arista | 1-Month A-Care Software & 24x7x2 Hour Hardware Replacement for 7280TR-48C6-M | SVC-7368X4-1M-2H-P | 440
Arista | 1-Month A-Care Software & 24x7x4 Hour Hardware Replacement for 7280TR-48C6-M | SVC-7368X4-1M-4H-P | 320
Arista | 1 Month A-Care Software & NBD Hardware Replacement/Same Day Ship for 7280TR-48C6-M | SVC-7368X4-1M-NB | 235
Arista | 1-Month A-Care Software & 24x7x2 Hour Hardware Replacement for 7280TRA-48C6 | SVC-7368X4-1M-NB-P | 450
Arista | 1-Month A-Care Software & 24x7x4 Hour Hardware Replacement for 7280TRA-48C6 | SVC-7368X4D-1M-2H-P | 330
Arista | 1 Month A-Care Software & NBD Hardware Replacement/Same Day Ship for 7280TRA-48C6 | SVC-7368X4D-1M-4H-P | 240
Arista | 1-Month A-Care Software & 24x7x2 Hour Hardware Replacement for 7280TRA-48C6M | SVC-7368x4D-1M-NB | 515
Arista | 1-Month A-Care Software & 24x7x4 Hour Hardware Replacement for 7280TRA-48C6M | SVC-7368X4D-1M-NB-P | 375
Arista | 1 Month A-Care Software & NBD Hardware Replacement/Same Day Ship for 7280TRA-48C6M | SVC-7504E-1M-2H | 275
Arista | 1-Month A-Care Software & 24x7x2 Hour Hardware Replacement for 7304X | SVC-7504E-1M-4H | 575
Arista | 1-Month A-Care Software & 24x7x4 Hour Hardware Replacement for 7304X | SVC-7504E-1M-NB | 475
Arista | 1 Month A-Care Software & NBD Hardware Replacement/Same Day Ship for 7304X | SVC-7504EN-1M-2H | 400
Arista | 1-Month A-Care Software & 24x7x2 Hour Hardware Replacement for 7304X3 | SVC-7504EN-1M-4H | 2150
Arista | 1-Month A-Care Software & 24x7x4 Hour Hardware Replacement for 7304X3 | SVC-7504EN-1M-NB | 1690
Arista | 1 Month A-Care Software & NBD Hardware Replacement/Same Day Ship for 7304X3 | SVC-7504R-1M-2H | 1230
Arista | 1-Month A-Care Software & 24x7x2 Hour Hardware Replacement for 7304X3-2 | SVC-7504R-1M-4H | 2150
Arista | 1-Month A-Care Software & 24x7x4 Hour Hardware Replacement for 7304X3-2 | SVC-7504R-1M-NB | 1690
Arista | 1 Month A-Care Software & NBD Hardware Replacement/Same Day Ship for 7304X3-2 | SVC-7504R3-1M-2H | 1230
Arista | 1-Month A-Care Software & 24x7x2 Hour Hardware Replacement for 7304XT | SVC-7504R3-1M-4H | 575
Arista | 1-Month A-Care Software & 24x7x4 Hour Hardware Replacement for 7304XT | SVC-7504R3-1M-NB | 475
Arista | 1 Month A-Care Software & NBD Hardware Replacement/Same Day Ship for 7304XT | SVC-7508E-1M-2H | 400
Arista | 1-Month A-Care Software & 24x7x2 Hour Hardware Replacement for 7308X | SVC-7508E-1M-4H | 900
Arista | 1-Month A-Care Software & 24x7x4 Hour Hardware Replacement for 7308X | SVC-7508E-1M-NB | 750
Arista | 1 Month A-Care Software & NBD Hardware Replacement/Same Day Ship for 7308X | SVC-7508EN-1M-2H | 650
Arista | 1-Month A-Care Software & 24x7x2 Hour Hardware Replacement for 7308X3 | SVC-7508EN-1M-4H | 3270
Arista | 1-Month A-Care Software & 24x7x4 Hour Hardware Replacement for 7308X3 | SVC-7508EN-1M-NB | 2570
Arista | 1 Month A-Care Software & NBD Hardware Replacement/Same Day Ship for 7308X3 | SVC-7508R-1M-2H | 1870
Arista | 1-Month A-Care Software & 24x7x2 Hour Hardware Replacement for 7308X3-2 | SVC-7508R-1M-4H | 3270
Arista | 1-Month A-Care Software & 24x7x4 Hour Hardware Replacement for 7308X3-2 | SVC-7508R-1M-NB | 2570
Arista | 1 Month A-Care Software & NBD Hardware Replacement/Same Day Ship for 7308X3-2 | SVC-7508R3-1M-2H | 1870
Arista | 1-Month A-Care Software & 24x7x2 Hour Hardware Replacement for 7308XT | SVC-7508R3-1M-4H | 900
Arista | 1-Month A-Care Software & 24x7x4 Hour Hardware Replacement for 7308XT | SVC-7508R3-1M-NB | 750
Arista | 1 Month A-Care Software & NBD Hardware Replacement/Same Day Ship for 7308XT | SVC-7512R-1M-2H | 650
Arista | 1-Month A-Care Software & 24x7x2 Hour Hardware Replacement for 7324X | SVC-7512R-1M-4H | 2150
Arista | 1-Month A-Care Software & 24x7x4 Hour Hardware Replacement for 7324X | SVC-7512R-1M-NB | 1690
Arista | 1 Month A-Care Software & NBD Hardware Replacement/Same Day Ship for 7324X | SVC-7512R3-1M-2H | 1230
Arista | 1-Month A-Care Software & 24x7x2 Hour Hardware Replacement for 7328X | SVC-7512R3-1M-4H | 3270
Arista | 1-Month A-Care Software & 24x7x4 Hour Hardware Replacement for 7328X | SVC-7512R3-1M-NB | 2570
Arista | 1 Month A-Care Software & NBD Hardware Replacement/Same Day Ship for 7328X | SVC-7516R-1M-2H | 1870
Arista | 1-Month A-Care Software & 24x7x2 Hour Hardware Replacement for 7368X4 | SVC-7516R-1M-4H | 890
Arista | 1-Month A-Care Software & 24x7x4 Hour Hardware Replacement for 7368X4 | SVC-7516R-1M-NB | 650
Arista | 1 Month A-Care Software & NBD Hardware Replacement/Same Day Ship for 7368X4 | SVC-755XP-1M-2H | 170
Arista | 1 Month A-Care Software & NBD Hardware Replacement/Same Day Ship for 7368X4 | SVC-755XP-1M-4H | 470
Arista | 1 Month A-Care NBD Hardware Replacement/Same Day Ship for 7368X4-SSD | SVC-755XP-1M-NB | 900
Arista | 1 Month A-Care Software & NBD Hardware Replacement/Same Day Ship for 7368X4-SSD | SVC-755XP-1M-RB | 660
Arista | 1 Month A-Care Software & NBD Hardware Replacement/Same Day Ship for 7368X4-SSD | SVC-758XP-1M-2H | 175
Arista | 1-Month A-Care Software & 24x7x4 Hour Hardware Replacement for 7368X4-SSD | SVC-758XP-1M-4H | 480
Arista | 1-Month A-Care 24x7x2 Software & Hardware Replacement for 7504E | SVC-758XP-1M-NB | 2550
Arista | 1-Month A-Care 24x7x4 Software & Hardware Replacement for 7504E | SVC-758XP-1M-RB | 1900
Arista | 1-Month A-Care Software & 8x5xNBD Hardware Replacement/Same Day Ship for 7504E | SVC-7804R3-1M-2H | 1400
Arista | 1-Month A-Care 24x7x2 Software & Hardware Replacement for 7504E 1-Month A-Care 24x7x4 Software & Hardware Replacement for 7504E | SVC-7804R3-1M-4H | 2550
Arista | 1-Month A-Care 24x7x4 Software & Hardware Replacement for 7504EN | SVC-7804R3-1M-NB | 1900
Arista | 1-Month A-Care Software & 8x5xNBD Hardware Replacement/Same Day Ship for 7504EN | SVC-7808R3-1M-2H | 1400
Arista | 1-Month A-Care 24x7x2 Software & Hardware Replacement for 7504R | SVC-7808R3-1M-4H | 3360
Arista | 1-Month A-Care 24x7x4 Software & Hardware Replacement for 7504R | SVC-7808R3-1M-NB | 2500
Arista | 1-Month A-Care Software & 8x5xNBD Hardware Replacement/Same Day Ship for 7504R | SVC-7808R3A-1M-2H | 1845
Arista | 1-Month A-Care 24x7x2 Software & Hardware Replacement for 7504R3R | SVC-7808R3A-1M-4H | 3600
Arista | 1-Month A-Care 24x7x4 Software & Hardware Replacement for 7504R3R | SVC-7808R3A-1M-NB | 2775
Arista | 1-Month A-Care Software & 8x5xNBD Hardware Replacement/Same Day Ship for 7504R3R | SVC-7816R3-1M-2H | 2050
Arista | 1-Month A-Care 24x7x2 Software & Hardware Replacement for 7508E | SVC-7816R3-1M-4H | 3500
Arista | 1-Month A-Care 24x7x4 Software & Hardware Replacement for 7508E | SVC-7816R3-1M-NB | 2600
Arista | 1-Month A-Care Software & 8x5xNBD Hardware Replacement/Same Day Ship for 7508E | SVC-DCA-200-VEOS-NB | 1900
Arista | 1-Month A-Care 24x7x2 Software & Hardware Replacement for 7508EN | SVC-DCA-CC-CDL-1M-NB | 3500
Arista | 1-Month A-Care 24x7x4 Software & Hardware Replacement for 7508EN | SVC-DCA-DM-AA3-1M-NB | 2600
Arista | 1-Month A-Care Software & 8x5xNBD Hardware Replacement/Same Day Ship for 7508EN | SVC-LIC-CC-CVMM-1M-NB | 1900
Arista | 1-Month A-Care 24x7x2 Software & Hardware Replacement for 7508R | SVC-LIC-CC-CVMS-1M-NB | 4505
Arista | 1-Month A-Care 24x7x4 Software & Hardware Replacement for 7508R | SVC-LIC-DM-AA3-1M-NB | 3345
Arista | 1-Month A-Care Software & 8x5xNBD Hardware Replacement/Same Day Ship for 7508R | SVE-DM-CS-1D | 2445
Arista | 1-Month A-Care 24x7x2 Software & Hardware Replacement for 7508R3R | SVE-DM-DSGN-IMPL | 5400
Arista | 1-Month A-Care 24x7x4 Software & Hardware Replacement for 7508R3R | SVE-DM-IMPL | 4050
Arista | 1-Month A-Care Software & 8x5xNBD Hardware Replacement/Same Day Ship for 7508R3R | SVE-DM-IMPL-AN1 | 2950
Arista | 1-Month A-Care 24x7x2 Software & Hardware Replacement for 7512R | SVE-DM-IMPL-RN1 | 7675
Arista | 1-Month A-Care 24x7x4 Software & Hardware Replacement for 7512R | SVE-DM-IMPL-SNC1 | 5900
Arista | 1-Month A-Care Software & 8x5xNBD Hardware Replacement/Same Day Ship for 7512R | SVE-DM-IMPL-SNDL1 | 4300
Arista | 1-Month A-Care 24x7x2 Software & Hardware Replacement for 7512R3 | SVE-DM-TRAIN | 8550
Arista | 1-Month A-Care 24x7x4 Software & Hardware Replacement for 7512R3 | SVE-DM-TRVL | 6700
Arista | 1-Month A-Care Software & 8x5xNBD Hardware Replacement/Same Day Ship for 7512R3 | SVE-NCS-ADE-1Y | 4900
Arista | 1-Month A-Care 24x7x2 Software & Hardware Replacement for 7516R | SVE-NCS-NET-1D | 9335
Arista | 1-Month A-Care 24x7x4 Software & Hardware Replacement for 7516R | SVE-NCS-NET-1Y | 7335
Arista | 1-Month A-Care Software & 8x5xNBD Hardware Replacement/Same Day Ship for 7516R | SVE-NCS-NET-R-1D | 5335
Arista | 1-Month A-Care Software & 24x7x2 Hour Hardware Replacement for CCS-755 | SVE-NCS-RDE-1Y | 440
Arista | 1-Month A-Care Software & 24x7x4 Hour Hardware Replacement for CCS-755 | SVE-SCS-ONSITE-1D | 320
Arista | 1 Month A-Care Software & NBD Hardware Replacement/Same Day Ship for CCS-755 | SVE-SCS-VOE-1H | 180
Arista | 1 Month A-Care Software Support and HW Replacement for CCS-755 | SVE-SEC-ASA-10U | 135
Arista | 1-Month A-Care Software & 24x7x2 Hour Hardware Replacement for CCS-758 | SVE-SEC-ASA-10u1 | 810
Arista | 1-Month A-Care Software & 24x7x4 Hour Hardware Replacement for CCS-758 | SVE-SEC-ASA-10u2 | 590
Arista | 1 Month A-Care Software & NBD Hardware Replacement/Same Day Ship for CCS-758 | SVE-SEC-ASA-10u3 | 330
Arista | 1 Month A-Care Software Support and HW Replacement for CCS-758 | SVE-SEC-ASA-5U | 250
Arista | 1-Month A-Care 24x7x2 Software & Hardware Replacement for 7804R3 | SVE-SEC-ASA-5u1 | 5000
Arista | 1-Month A-Care 24x7x4 Software & Hardware Replacement for 7804R3 | SVE-SEC-AUG-HourA | 3900
Arista | 1-Month A-Care Software & 8x5xNBD Hardware Replacement/Same Day Ship for 7804R3 | SVE-SEC-AUG-HourB | 2850
Arista | 1-Month A-Care 24x7x2 Software & Hardware Replacement for 7808R3 | SVE-SEC-AUG-HourC | 7000
Arista | 1-Month A-Care 24x7x4 Software & Hardware Replacement for 7808R3 | SVE-SEC-CA-Custom | 5500
Arista | 1-Month A-Care Software & 8x5xNBD Hardware Replacement/Same Day Ship for 7808R3 | SVE-SEC-CA-NETI-10GB | 4000
Arista | 1-Month A-Care 24x7x2 Software & Hardware Replacement for 7808R3A | SVE-SEC-CA-STDEND-10u | 7000
Arista | 1-Month A-Care 24x7x4 Software & Hardware Replacement for 7808R3A | SVE-SEC-CA-STDEND-20u | 5500
Arista | 1-Month A-Care Software & 8x5xNBD Hardware Replacement/Same Day Ship for 7808R3A | SVE-SEC-CA-STDEND-30u | 4000
Arista | 1-Month A-Care 24x7x2 Software & Hardware Replacement for 7816R3 | SVE-SEC-CA-STDEND-40u | 10000
Arista | 1-Month A-Care 24x7x4 Software & Hardware Replacement for 7816R3 | SVE-SEC-CA-STDEND-50u | 7800
Arista | 1-Month A-Care Software & 8x5xNBD Hardware Replacement/Same Day Ship for 7816R3 | SVE-SEC-CA-STDEND-5u | 5700
Arista | 1 Month A-Care NBD Hardware Replacement/Same Day Ship for 1 x Wireless Access Point | SVE-SEC-CA-STDNET-10GB | 2
Arista | 1 Month A-Care Software & NBD Hardware Replacement/Same Day Ship for 1 x Wireless Access Point | SVE-SEC-CA-STDNET-5GB | 2
Arista | 1 Month A-Care Software & NBD Hardware Replacement/Same Day Ship for DCA-200-CV Appliance | SVE-SEC-IR-Hourly | 140
Arista | 1 Month A-Care Software & NBD Hardware Replacement/Same Day Ship for DCA-200-CV Appliance | SVE-SEC-IRR-Gold | 140
Arista | 1 Month A-Care Software & NBD Hardware Replacement/Same Day Ship for DCA-200-VEOS Appliance | SVE-SEC-IRR-Platinum | 140
Arista | 1 Month A-Care Software & NBD Hardware Replacement/Same Day Ship for DCA-250-CV Appliance | SVE-SEC-IRR-Silver | 140
Arista | 1 Month A-Care Software & NBD Hardware Replacement/Same Day Ship for DCA-250-CV Appliance | SVE-SEC-MNDR-24X7A-5GB-1M | 140
Arista | Arista CCF: 1 Month A-Care Software & NBD Hardware Replacement/Same Day Ship for Controller Appliance HWDL | SVE-SEC-MNDR-24X7N-10GB-1M | 220
Arista | 1 Month A-Care Software & NBD Hardware Replacement/Same Day Ship for DCA-CV Appliance | SVE-SEC-MNDR-24X7N-5GB-1M | 140
Arista | 1 Month A-Care Software & NBD Hardware Replacement/Same Day Ship for DCA-CV Appliance | SVE-SEC-MNDR-24X7NI-10GB-1M | 140
Arista | Arista DMF: 1 Month A-Care Software & NBD Hardware Replacement/Same Day Ship for Analytics Node HWA support | SVE-SEC-MNDR-STDA-5GB-1M | 917
Arista | Arista DMF: 1 Month A-Care Software & NBD Hardware Replacement/Same Day Ship for Analytics Node HWA support | SVE-SEC-MNDR-STDN-10GB-1M | 917
Arista | Arista DMF: 1 Month A-Care Software & NBD Hardware Replacement/Same Day Ship for Analytics Node HWA2 support | SVE-SEC-MNDR-STDN-5GB-1M | 917
Arista | Arista DMF: 1 Month A-Care Software & NBD Hardware Replacement/Same Day Ship for Analytics Node HWA2 support | SVE-SEC-MNDR-STDNI-10GB-1M | 917
Arista | Arista DMF: 1 Month A-Care Software & NBD Hardware Replacement/Same Day Ship for Analytics Node HWA3 support | SVE-SEC-STR-Assess | 917
Arista | Arista DMF: 1 Month A-Care Software & NBD Hardware Replacement/Same Day Ship for Controller Appliance HWB support | SVE-SEC-STR-Playbook | 187
Arista | Arista DMF: 1 Month A-Care Software & NBD Hardware Replacement/Same Day Ship for Controller Appliance HWB support | SVE-SEC-STR-Program | 187
Arista | Arista DMF: 1 Month A-Care Software & NBD Hardware Replacement/Same Day Ship for Controller Appliance HWDL support | SVE-TRAIN | 220
Arista | Arista DMF: 1 Month A-Care Software & NBD Hardware Replacement/Same Day Ship for Controller Appliance HWDL support | SVE-TRAIN-ACE-3D | 220
Arista | Arista DMF: 1 Month A-Care Software & NBD Hardware Replacement/Same Day Ship for Recorder Node HWA support | SVE-TRAIN-ACE-ONSITE-EMEA | 1815
Arista | Arista DMF: 1 Month A-Care Software & NBD Hardware Replacement/Same Day Ship for Recorder Node HWA support | SVE-TRAIN-ACE-PRIV-V | 1815
Arista | Arista DMF: 1 Month A-Care Software & NBD Hardware Replacement/Same Day Ship for Recorder Node HWA3 support | SVE-TRAIN-ACE-PRIV-V-EMEA | 1815
Arista | Arista DMF: 1 Month A-Care Software & NBD Hardware Replacement/Same Day Ship for Recorder Node HWA3 support | SVE-TRAIN-ACE-V | 1815
Arista | Arista DMF: 1 Month A-Care Software & NBD Hardware Replacement/Same Day Ship for Recorder Node HWA-Small support | SVE-TRAIN-ALE-ONSITE-EMEA | 1145
Arista | Arista DMF: 1 Month A-Care Software & NBD Hardware Replacement/Same Day Ship for Recorder Node HWA-Small support | SVE-TRAIN-ALE-PRIV-V | 1145
Arista | Arista DMF: 1 Month A-Care Software & NBD Hardware Replacement/Same Day Ship for Service Node HWA support | SVE-TRAIN-ALE-PRIV-V-EMEA | 330
Arista | Arista DMF: 1 Month A-Care Software & NBD Hardware Replacement/Same Day Ship for Service Node HWA support | SVE-TRAIN-AME-ONSITE-EMEA | 330
Arista | Arista DMF: 1 Month A-Care Software & NBD Hardware Replacement/Same Day Ship for Service Node HWBL support | SVE-TRAIN-AME-PRIV-V | 917
Arista | Arista DMF: 1 Month A-Care Software & NBD Hardware Replacement/Same Day Ship for Service Node HWBL support | SVE-TRAIN-AME-PRIV-V-EMEA | 917
Arista | Arista DMF: 1 Month A-Care Software & NBD Hardware Replacement/Same Day Ship for Service Node HWC support | SVE-TRAIN-APE-2D | 367
Arista | Arista DMF: 1 Month A-Care Software & NBD Hardware Replacement/Same Day Ship for Service Node HWC support | SVE-TRAIN-APE-ONSITE-EMEA | 367
Arista | Arista DMF: 1 Month A-Care Software & NBD Hardware Replacement/Same Day Ship for Service Node HWDL support | SVE-TRAIN-APE-PRIV-V | 1009
Arista | Arista DMF: 1 Month A-Care Software & NBD Hardware Replacement/Same Day Ship for Service Node HWDL support | SVE-TRAIN-APE-PRIV-V-EMEA | 1009
Arista | Arista DMF: 1 Month A-Care Software & NBD Hardware Replacement/Same Day Ship for Service Node HWEL support | SVE-TRAIN-AWCE-2D | 1517
Arista | Arista DMF: 1 Month A-Care Software & NBD Hardware Replacement/Same Day Ship for Service Node HWEL support | SVE-TRAIN-AWCE-3D | 1517
Arista | ASP: 1 Month NBD Hardware Replacement/Same Day Ship for All-In-One | SVE-TRAIN-AWCE-ONSITE-1D | 145
Arista | ASP: 1 Month NBD Hardware Replacement/Same Day Ship for All-In-One | SVE-TRAIN-AWCE-ONSITE-2D | 145
Arista | ASP: NBD Hardware Replacement/Same Day Ship for Nucleus | SVE-TRAIN-AWCE-V | 145
Arista | ASP: NBD Hardware Replacement/Same Day Ship for Nucleus | SVE-TRAIN-ONSITE | 145
Arista | ASP: NBD Hardware Replacement/Same Day Ship for 1Gb Sensor | SVE-TRAIN-WS-PRIV-V | 60
Arista | ASP: NBD Hardware Replacement/Same Day Ship for 1Gb Sensor | SVE-WNCS-NET-1D | 60
Arista | ASP: NBD Hardware Replacement/Same Day Ship for 5Gb Sensor | SVE-WNCS-NET-1H | 90
Arista | ASP: NBD Hardware Replacement/Same Day Ship for 5Gb Sensor | SVE-WPCD-NET-50K | 90
Arista | A Care Demo/Eval Conversion Fee | ARMAAS01 | 420
Arista | A Care Demo/Eval Conversion Fee | ARMAAS03 | 420
Arista | 1-Month A-Care EOS Only Service for Fixed Switches - 24-36 port 10G (or equivalent) | ARMAAS05 | 99
Arista | 1-Month A-Care EOS Only Service for Fixed Switches - 24-36 port 10G (or equivalent) | ARM-ACC-DEPLOY | 99
Arista | 1-Month A-Care EOS Only Service for Fixed Switches - 40-128 port 10G (or equivalent) | ARMCREDIT24 | 150
Arista | 1-Month A-Care EOS Only Service for Fixed Switches - 40-128 port 10G (or equivalent) | ARM-DIAM-SERVCE | 150
Arista | Arista CCF: 1 Month A-Care Software for Controller VM-Medium SW Support | ARMDISCFTE1210 | 110
Arista | Arista CCF: 1 Month A-Care Software for Controller VM-Small SW Support | ARMDISCFTE12100 | 69
Arista | Arista DMF: 1 Month A-Care Software for Analytics Node OSA ISO SW support | ARMDISCFTE12100R | 825
Arista | Arista DMF: 1 Month A-Care Software for Analytics Node OSA ISO SW support | ARMDISCFTE12101 | 825
Arista | Arista DMF: 1 Month A-Care Software for Analytics Node OSA2 ISO SW support | ARMDISCFTE12101R | 825
Arista | Arista DMF: 1 Month A-Care Software for Analytics Node OSA2 ISO SW support | ARMDISCFTE1210R | 825
Arista | DMF: 1 Month A-Care Software for Analytics Node OSA3 ISO SW support | ARMDISCFTE125 | 825
Arista | Arista DMF: 1 Month A-Care Software for Controller Appliance OSB ISO SW support | ARMDISCFTE1250 | 138
Arista | Arista DMF: 1 Month A-Care Software for Controller Appliance OSB ISO SW support | ARMDISCFTE1250R | 138
Arista | Arista DMF: 1 Month A-Care Software for Controller Appliance OSDL ISO SW support | ARMDISCFTE125R | 156
Arista | Arista DMF: 1 Month A-Care Software for Controller Appliance OSDL ISO SW support | ARMDISCFTE12UNLIM | 156
Arista | Arista DMF: 1 Month A-Care Software for Controller VM SW support | ARMDISCFTE12UNLIMR | 74
Arista | Arista DMF: 1 Month A-Care Software for Controller VM SW support | ARMDISCFTE3610 | 74
Arista | Arista DMF: 1 Month A-Care Software for Recorder Node OSA2 ISO SW support | ARMDISCFTE36100 | 1531
Arista | Arista DMF: 1 Month A-Care Software for Recorder Node OSA2 ISO SW support | ARMDISCFTE36100R | 1531
Arista | Arista DMF: 1 Month A-Care Software for Recorder Node OSA ISO SW support | ARMDISCFTE36101 | 1531
Arista | Arista DMF: 1 Month A-Care Software for Recorder Node OSA ISO SW support | ARMDISCFTE36101R | 1531
Arista | Arista DMF: 1 Month A-Care Software for Recorder Node OSA-Small ISO SW support | ARMDISCFTE3610R | 954
Arista | Arista DMF: 1 Month A-Care Software for Recorder Node OSA-Small ISO SW support | ARMDISCFTE365 | 954
Arista | Arista DMF: 1 Month A-Care Software for 1 HWA Recorder Node managed Isilon license (upto 500TB storage) support | ARMDISCFTE3650 | 1430
Arista | Arista DMF: 1 Month A-Care Software for 1 HWA Recorder Node managed Isilon license (upto 500TB storage) support | ARMDISCFTE3650R | 1430
Arista | Arista DMF: 1 Month A-Care Software for Service Node OSA ISO SW support | ARMDISCFTE365R | 275
Arista | Arista DMF: 1 Month A-Care Software for Service Node OSA ISO SW support | ARMDISCFTE36UNLIM | 275
Arista | Arista DMF: 1 Month A-Care Software for Service Node OSBL ISO SW support | ARMDISCFTE36UNLIMR | 816
Arista | Arista DMF: 1 Month A-Care Software for Service Node OSBL ISO SW support | ARMDISCFTE6010 | 816
Arista | Arista DMF: 1 Month A-Care Software for Service Node OSC ISO SW support | ARMDISCFTE60100 | 294
Arista | Arista DMF: 1 Month A-Care Software for Service Node OSC ISO SW support | ARMDISCFTE60100R | 294
Arista | Arista DMF: 1 Month A-Care Software for Service Node OSDL ISO SW support | ARMDISCFTE60101 | 899
Arista | Arista DMF: 1 Month A-Care Software for Service Node OSDL ISO SW support | ARMDISCFTE60101R | 899
Arista | A-Care Service Reinstatement fee for Arista 1RUSwitches | ARMDISCFTE6010R | 700
Arista | A-Care Service Reinstatement fee for Arista 1RU Switches | ARMDISCFTE605 | 700
Arista | DMF 1-Day Remote Consulting Service; excludes on-site visits | ARMDISCFTE6050 | 4200
Arista | DMF Design & Impl. service for Ctlr HA Pair + 3 switches | ARMDISCFTE6050R | 17000
Arista | DMF Impl. service for 1 switch; [SVE-DMF-DSGN-IMPL] SKU purchase reqd. | ARMDISCFTE605R | 1600
Arista | DMF Impl. service for 1 analytics node; [SVE-DMF-DSGN-IMPL] SKU purchase reqd. | ARMDISCFTE60UNLIM | 3250
Arista | DMF Impl. service for 1 recorder node; [SVE-DMF-DSGN-IMPL] SKU purchase reqd. | ARMDISCFTE60UNLIMR | 6500
Arista | DMF Impl. service for 1 service node HWC; [SVE-DMF-DSGN-IMPL] SKU purchase reqd. | ARMIS-POV-90 | 6500
Arista | DMF Impl. service for 1 service node HWDL; [SVE-DMF-DSGN-IMPL] SKU purchase reqd. | ARM-MICRO-COLLECTOR | 13000
Arista | DMF 2-day advanced training (upto 10 students per class) | ARM-MINI-COLLECTOR | 14000
Arista | DMF 1-Person travel to on-site expenses; max 4 consecutive days | ARM-MTM | 5200
Arista | 1 Year - Onsite Advanced Dedicated Engineer (ADE) | ARM-PLAT-SERVICE | 625000
Arista | 1-Day Onsite -Network Consulting Services | ARM-STD-COLLECTOR | 4495
Arista | 1-Year Onsite -Network Consulting Service | ARMSUITEF`TE365R | 495000
Arista | 1-Day Remote -Network Consulting Services | ARMSUITEFTE1210 | 2495
Arista | 1 Year - Remote Designated Engineer (RDE) | ARMSUITEFTE12100 | 325000
Arista | 1-Day Onsite -Software Consulting Services | ARMSUITEFTE12100R | 4995
Arista | 1-Hour Remote -Software Consulting Services | ARMSUITEFTE12101 | 295
Arista | Attack Surface Assessment for organizations up to 10k users. 2 appliances shipped for 30 days, up to 10% endpoints deployed. Includes Assessment of network, OSINT, and endpoint components. | ARMSUITEFTE12101R | 105000
Arista | ASA annual assessment up to 10,000 user devices with up to two appliances for 30-day and 10% endpoints deployed. Non discountable. | ARMSUITEFTE1210R | 99000
Arista | ASA two annual assessments for up to 10,000 user devices with up to two appliances for 30-day and 10% endpoints deployed. Non discountable. | ARMSUITEFTE125 | 190000
Arista | ASA three annual assessments for up to 10,000 user devices with up to two appliances for 30-day and 10% endpoints deployed. Non discountable. | ARMSUITEFTE1250 | 275000
Arista | Attack Surface Assessment for organizations up to 5k users. 1 appliance shipped for 30 days, up to 10% endpoints deployed. Includes Assessment of network, OSINT, and endpoint components. | ARMSUITEFTE1250R | 56000
Arista | ASA annual assessment up to 5,000 user devices with one appliance for 30-day and 10% endpoints deployed. Non discountable. | ARMSUITEFTE125R | 49500
Arista | Security Augmentation Hourly Rate A | ARMSUITEFTE12UNLIM | 350
Arista | Security Augmentation Hourly Rate B | ARMSUITEFTE12UNLIMR | 300
Arista | Security Augmentation Hourly Rate C | ARMSUITEFTE3610 | 250
Arista | Custom security compromise assessment hourly rate | ARMSUITEFTE36100 | 350
Arista | Network only compromise assessment, incremental 10Gbps | ARMSUITEFTE36100R | 50000
Arista | Endpoint only compromise assessment (5001 -10000 devices) | ARMSUITEFTE36101 | 70000
Arista | Endpoint only compromise assessment (10001 -20000 devices) | ARMSUITEFTE36101R | 95000
Arista | Endpoint only compromise assessment (20001 -30000 devices) | ARMSUITEFTE3610R | 120000
Arista | Endpoint only compromise assessment (30001 -40000 devices) | ARMSUITEFTE365 | 145000
Arista | Endpoint only compromise assessment (40001 -50000 devices) | ARMSUITEFTE3650 | 170000
Arista | Endpoint only compromise assessment (2501 -5000 devices) | ARMSUITEFTE3650R | 50000
Arista | Network only compromise assessment with up to 3 appliances 10Gbps | ARMSUITEFTE36UNLIM | 60000
Arista | Network only compromise assessment with All-In-One 5Gbps | ARMSUITEFTE36UNLIMR | 35000
Arista | Incident Response Hourly Rate | ARMSUITEFTE6010 | 450
Arista | 80 HRS annual incident retainer (8 hour SLA; 24 hour onsite). Non discountable. | ARMSUITEFTE60100 | 32000
Arista | 160 HRS annual incident retainer (4 hour SLA; 24 hour onsite). Non discountable. | ARMSUITEFTE60100R | 60000
Arista | 40 HRS annual incident retainer (8 hour SLA; best effort onsite). Non discountable. | ARMSUITEFTE60101 | 17000
Arista | MNDR with threat hunting 24x7 for All-In-One 5Gbps | ARMSUITEFTE60101R | 6250
Arista | MNDR with threat hunting 24x7 for Nucleus 10Gbps | ARMSUITEFTE6010R | 12000
Arista | MNDR with threat hunting 24x7 for Nucleus 5Gbps | ARMSUITEFTE605 | 9850
Arista | MNDR with threat hunting 24x7 incremental for 10Gbps | ARMSUITEFTE6050 | 7000
Arista | MNDR with threat hunting 9am to 5pm M-F for All-In-One 5Gbps | ARMSUITEFTE6050R | 5000
Arista | MNDR with threat hunting 9am to 5pm M-F for Nucleus 10Gbps | ARMSUITEFTE605R | 8850
Arista | MNDR with threat hunting 9am to 5pm M-F for Nucleus 5Gbps | ARMSUITEFTE60UNLIM | 6850
Arista | MNDR with threat hunting 9am to 5pm M-F incremental for 10Gbps | ARMSUITEFTE60UNLIMR | 5000
Arista | Comprehensive maturity assessment of incident response program hourly rate. | ARMSUITESITE12100 | 300
Arista | One playbook for incident response | ARM-TP-2499 | 10000
Arista | Development of incident response or security program components hourly rate. | ARM-TP-4999 | 300
Arista | General Training Credit can be used for all Arista training products and services | ARM-TP-49999 | 1
Arista | Regional 3-Day ACE Training Class | ARM-TP-50000+ | 2995
Arista | EMEA 3-Day ACE Onsite Training (up to 10 students per class) | ARM-TP-999 | 26998
Arista | 3-Day ACE Private Virtual Training (up to 20 students per class) | ARM-TP-9999 | 41495
Arista | EMEA 3-Day ACE Private Virtual Training (up to 10 students) | ARM-TP-OT/ICS-Giga | 20748
Arista | Regional 3-Day virtual ACE Training Class | ARM-TP-OT/ICS-Mega | 2495
Arista | EMEA 2-Day ALE Onsite Training (up to 10 students per class) | ARM-TP-OT/ICS-Micro | 21499
Arista | 2-Day ALE Private Virtual Training (up to 20 students per class) | ARM-TP-OT/ICS-Nano | 32368
Arista | EMEA 2-Day ALE Private Virtual Training (up to 10 students per class) | ARM-TP-OT/ICS-Pico | 16184
Arista | EMEA 2-Day AME Onsite Training (up to 10 students per class) | ARM-TP-OT/ICS-Tera | 21499
Arista | 2-Day AME Private Virtual Training (up to 20 students per class) | ARM-TP-PLUS-2499 | 32368
Arista | EMEA 2-Day AME Private Virtual Training (up to 10 students per class) | ARM-TP-PLUS-499 | 16184
Arista | Regional 2-Day APE Training Class | ARM-TP-PLUS-4999 | 1995
Arista | EMEA 2-Day APE Onsite Training (up to 10 students per class) | ARM-TP-PLUS-49999 | 21499
Arista | 2-Day APE Private Virtual Training (up to 20 students per class) | ARM-TP-PLUS-50000+ | 32368
Arista | EMEA 2-Day APE Private Virtual Training (up to 10 students per class) | ARM-TP-PLUS-999 | 16184
Arista | Regional 2-Day WiFi Product Training Class (Per person) | ARM-TP-PLUS-9999 | 1995
Arista | Regional 3-Day WiFi Technology Product Training Class (Per person) | ARM-TP-UPG-2499 | 2995
Arista | 1-Day WiFi product Onsite Training (up to 20 students per class) | ARM-TP-UPG-499 | 24995
Arista | 2-Day WiFi product Onsite Training (up to 20 students per class) | ARM-TP-UPG-4999 | 49995
Arista | 3-Day Virtual WiFi Technology Product Training Class (Per person) | ARM-TP-UPG-49999 | 2495
Arista | Custom Onsite Training (up to 20 students per class) | ARM-TP-UPG-50000+ | 49995
Arista | 1-day private introductory workshop training (up to 20 students per class) | ARM-TP-UPG-999 | 2500
Arista | 1-Day Onsite WiFi Network Consulting Service | ARM-TP-UPG-99999 | 4495
Arista | 1-Hour Remote WiFi Network Consulting Services | ARM-TP-UPG-PLUS-2499 | 295
Arista | Private WiFi Cloud Deployment in Customer Data center for up to 50K APs | ARM-TP-UPG-PLUS-499 | 500000
Arista | Configurable Arista PSU, 700W, POE, DC, Front-to-Rear | PWR-721-DC-RED# | 2620